## Spec
칫수 및 단면성능
Dimensions and Sectional Properties
KS D 3503, 3515/3502
| 공칭칫수 | 표준단면칫수 |  |  |  | 단면적 | 단위 | 중심의 | 단면2차모멘트 |  |  | 단면2차반경 |  |  | 단면계수
| Nominal | Standard |  |  |  | Sect- | 중량 | 위치 | Moment of |  |  | Radius of |  |  | Modulus
| Size | Sectional |  |  |  | ional | Unit | Center | Inertia |  |  | Gyration |  |  | of
| (mm) | Dimensions |  |  |  | Area | Weight | of | ( cm⁴) |  |  | (cm) |  |  | Section
|  | (mm) |  |  |  | (cm²) | (kg/m) | Gravity | [6 empty] | (cm³)
(cm)
|  | H×B | T | R1 | R2 | A | W | Cx=Cy | Ix=Iy | max. | min Iv | ix=iy | max. | min iv | Zx=Zy
[10 empty] | Iu |  |  | iu
25x3 | 25×25 | 25×25 | 3 | 4 | 2 | 1.427 | 1.12 | 0.719 | 0.797 | 1.26 | 0.332 | 0.747 | 0.94 | 0.483 | 0.448 | Tuple.Create("25x3 ", 142.7, 4.83),
30x3 | 30×30 | 30×30 | 3 | 4 | 2 | 1.727 | 1.36 | 0.844 | 1.42 | 2.26 | 0.59 | 0.908 | 1.14 | 0.585 | 0.661 | Tuple.Create("30x3 ", 172.7, 5.85),
40x5 | 40×40 | 40×40 | 5 | 4.5 | 3 | 3.755 | 2.95 | 1.17 | 5.42 | 8.59 | 2.25 | 1.2 | 1.51 | 0.774 | 1.91 | Tuple.Create("40x5 ", 375.5, 7.74),
45x4 | 45×45 | 45×45 | 4 | 6.5 | 3 | 3.492 | 2.74 | 1.24 | 6.5 | 10.3 | 2.69 | 1.36 | 1.72 | 0.88 | 2 | Tuple.Create("45x4 ", 349.2, 8.8),
45x5 |  | 45×45 | 5 | 6.5 | 3 | 4.302 | 3.38 | 1.28 | 7.91 | 12.5 | 3.29 | 1.36 | 1.71 | 0.874 | 2.46 | Tuple.Create("45x5 ", 430.2, 8.74),
50x4 | 50×50 | 50×50 | 4 | 6.5 | 3 | 3.892 | 3.06 | 1.37 | 9.06 | 14.4 | 3.76 | 1.53 | 1.92 | 0.983 | 2.49 | Tuple.Create("50x4 ", 389.2, 9.83),
50x5 |  | 50×50 | 5 | 6.5 | 3 | 4.082 | 3.77 | 1.41 | 11.1 | 17.5 | 4.58 | 1.52 | 1.91 | 0.976 | 3.08 | Tuple.Create("50x5 ", 408.2, 9.76),
50x6 |  | 50×50 | 6 | 6.5 | 4.5 | 5.644 | 4.43 | 1.44 | 12.6 | 20 | 5.23 | 1.5 | 1.88 | 0.963 | 3.55 | Tuple.Create("50x6 ", 564.4, 9.63),
60x4 | 60×60 | 60×60 | 4 | 6.5 | 3 | 4.692 | 3.68 | 1.61 | 16 | 25.4 | 6.62 | 1.85 | 2.33 | 1.19 | 3.66 | Tuple.Create("60x4 ", 469.2, 11.9),
60x5 |  | 60×60 | 5 | 6.5 | 3 | 5.802 | 4.55 | 1.66 | 19.6 | 31.2 | 8.09 | 1.84 | 2.32 | 1.18 | 4.52 | Tuple.Create("60x5 ", 580.2, 11.8),
60x6 |  | 60×60 | 6 | 6.5 | 4.5 | 6.844 | 5.37 | 1.69 | 22.6 | 35.9 | 9.3 | 1.82 | 2.29 | 1.17 | 5.24 | Tuple.Create("60x6 ", 684.4, 11.7),
65x5 | 65×65 | 65×65 | 5 | 8.5 | 3 | 6.367 | 5 | 1.77 | 25.3 | 40.1 | 10.5 | 1.99 | 2.51 | 1.28 | 5.36 | Tuple.Create("65x5 ", 636.7, 12.8),
65x6 |  | 65×65 | 6 | 8.5 | 4 | 7.527 | 5.91 | 1.81 | 29.4 | 46.6 | 12.2 | 1.98 | 2.49 | 1.27 | 6.26 | Tuple.Create("65x6 ", 752.7, 12.7),
65x8 |  | 65×65 | 8 | 8.5 | 6 | 9.761 | 7.66 | 1.88 | 36.8 | 58.3 | 15.3 | 1.94 | 2.44 | 1.25 | 7.96 | Tuple.Create("65x8 ", 976.1, 12.5),
70x6 | 70×70 | 70×70 | 6 | 8.5 | 4 | 8.127 | 6.38 | 1.93 | 37.1 | 58.9 | 15.3 | 2.14 | 2.69 | 1.37 | 7.33 | Tuple.Create("70x6 ", 812.7, 13.7),
75x6 | 75×75 | 75×75 | 6 | 8.5 | 4 | 8.727 | 6.85 | 2.06 | 46.1 | 73.2 | 19 | 2.3 | 2.9 | 1.48 | 8.47 | Tuple.Create("75x6 ", 872.7, 14.8),
75x9 |  | 75×75 | 9 | 8.5 | 6 | 12.69 | 9.96 | 2.17 | 64.4 | 102 | 26.7 | 2.25 | 2.84 | 1.45 | 12.1 | Tuple.Create("75x9 ", 1269, 14.5),
75x12 |  | 75×75 | 12 | 8.5 | 6 | 16.56 | 13 | 2.29 | 81.9 | 129 | 34.5 | 2.22 | 2.79 | 1.44 | 15.7 | Tuple.Create("75x12 ", 1656, 14.4),
80x6 | 80×80 | 80×80 | 6 | 8.5 | 4 | 9.327 | 7.32 | 2.18 | 56.4 | 89.6 | 23.2 | 2.46 | 3.1 | 1.58 | 9.7 | Tuple.Create("80x6 ", 932.7, 15.8),
80x7 |  | 80×80 | 7 | 8.5 | 4 | 10.797 | 8.48 | 2.23 | 64.2 | 102.4 | 26.8 | 2.44 | 3.08 | 1.58 | 11.12 | Tuple.Create("80x7 ", 1079.7, 15.8),
90x6 | 90×90 | 90×90 | 6 | 10 | 5 | 10.55 | 8.28 | 2.42 | 80.7 | 128 | 33.4 | 2.77 | 3.48 | 1.78 | 12.3 | Tuple.Create("90x6 ", 1055, 17.8),
90x7 |  | 90×90 | 7 | 10 | 5 | 12.22 | 9.59 | 2.46 | 93 | 148 | 38.3 | 2.76 | 3.48 | 1.77 | 14.2 | Tuple.Create("90x7 ", 1222, 17.7),
90x8 |  | 90×90 | 8 | 10 | 7 | 13.764 | 10.8 | 2.5 | 104 | 165 | 42.8 | 2.74 | 3.46 | 1.76 | 16 | Tuple.Create("90x8 ", 1376.4, 17.6),
90x9 |  | 90×90 | 9 | 10 | 7 | 15.394 | 12.08 | 2.54 | 114 | 182 | 47.3 | 2.72 | 3.44 | 1.75 | 17.65 | Tuple.Create("90x9 ", 1539.4, 17.5),
90x10 |  | 90×90 | 10 | 10 | 7 | 17 | 13.3 | 2.57 | 125 | 199 | 51.7 | 2.71 | 3.42 | 1.74 | 19.5 | Tuple.Create("90x10 ", 1700, 17.4),
90x13 |  | 90×90 | 13 | 10 | 7 | 21.71 | 17 | 2.69 | 156 | 248 | 65.3 | 2.68 | 3.38 | 1.73 | 24.8 | Tuple.Create("90x13 ", 2171, 17.3),
100x7 | 100×100 | 100×100 | 7 | 10 | 5 | 13.62 | 10.7 | 2.71 | 129 | 205 | 53.2 | 3.08 | 3.88 | 1.98 | 17.7 | Tuple.Create("100x7 ", 1362, 19.8),
100x8 |  | 100×100 | 8 | 10 | 8 | 15.36 | 12.06 | 2.75 | 144 | 229 | 59.4 | 3.06 | 3.86 | 1.97 | 19.86 | Tuple.Create("100x8 ", 1536, 19.7),
100x10 |  | 100×100 | 10 | 10 | 7 | 19 | 14.9 | 2.82 | 175 | 278 | 72 | 3.04 | 3.83 | 1.95 | 24.4 | Tuple.Create("100x10 ", 1900, 19.5),
100x13 |  | 100×100 | 13 | 10 | 7 | 24.31 | 19.1 | 2.94 | 220 | 348 | 91.1 | 3 | 3.78 | 1.94 | 31.1 | Tuple.Create("100x13 ", 2431, 19.4),
120x8 | 120×120 | 120×120 | 8 | 12 | 5 | 18.76 | 14.7 | 3.24 | 258 | 410 | 106 | 3.71 | 4.67 | 2.38 | 29.5 | Tuple.Create("120x8 ", 1876, 23.8),
130x9 | 130×130 | 130×130 | 9 | 12 | 6 | 22.74 | 17.9 | 3.53 | 366 | 583 | 150 | 4.01 | 5.06 | 2.57 | 38.7 | Tuple.Create("130x9 ", 2274, 25.7),
130x10 |  | 130×130 | 10 | 12 | 6 | 25.16 | 19.75 | 3.57 | 403 | 641 | 165 | 4 | 5.05 | 2.56 | 42.8 | Tuple.Create("130x10 ", 2516, 25.6),
130x12 |  | 130×130 | 12 | 12 | 8.5 | 29.76 | 23.4 | 3.64 | 467 | 743 | 192 | 3.96 | 5 | 2.54 | 49.9 | Tuple.Create("130x12 ", 2976, 25.4),
130x15 |  | 130×130 | 15 | 12 | 8.5 | 36.75 | 28.8 | 3.76 | 568 | 902 | 234 | 3.93 | 4.95 | 2.53 | 61.5 | Tuple.Create("130x15 ", 3675, 25.3),
150x10 | 150×150 | 150×150 | 10 | 14 | 7 | 29.21 | 22.9 | 4.06 | 627 | 997 | 258 | 4.63 | 5.84 | 2.97 | 57.3 | Tuple.Create("150x10 ", 2921, 29.7),
150x12 |  | 150×150 | 12 | 14 | 7 | 34.77 | 27.3 | 4.14 | 740 | 1.18 | 304 | 4.61 | 5.82 | 2.96 | 68 | Tuple.Create("150x12 ", 3477, 29.6),
150x15 |  | 150×150 | 15 | 14 | 10 | 42.74 | 33.6 | 4.24 | 888 | 1.14 | 365 | 4.56 | 5.75 | 2.92 | 82.6 | Tuple.Create("150x15 ", 4274, 29.2),
150x19 |  | 150×150 | 19 | 14 | 10 | 53.38 | 41.9 | 4.4 | 1.09 | 1.73 | 451 | 4.52 | 5.69 | 2.91 | 103 | Tuple.Create("150x19 ", 5338, 29.1),
175x12 | 175×175 | 175×175 | 12 | 15 | 11 | 40.52 | 31.8 | 4.73 | 1.17 | 1.86 | 480 | 5.38 | 6.78 | 3.44 | 91.8 | Tuple.Create("175x12 ", 4052, 34.4),
175x15 |  | 175×175 | 15 | 15 | 11 | 50.21 | 39.4 | 4.85 | 1.44 | 2.29 | 589 | 5.35 | 6.75 | 3.42 | 114 | Tuple.Create("175x15 ", 5021, 34.2),
200x15 | 200×200 | 200×200 | 15 | 17 | 12 | 57.75 | 45.3 | 5.46 | 2.18 | 3.47 | 891 | 6.14 | 7.75 | 3.93 | 150 | Tuple.Create("200x15 ", 5775, 39.3),
200x20 |  | 200×200 | 20 | 17 | 12 | 76 | 59.7 | 5.67 | 2.82 | 4.49 | 1.16 | 6.09 | 7.68 | 3.9 | 197 | Tuple.Create("200x20 ", 7600, 39),
200x25 |  | 200×200 | 25 | 17 | 12 | 93.75 | 73.6 | 5.86 | 3.42 | 5.42 | 1.41 | 6.04 | 7.61 | 3.88 | 242 | Tuple.Create("200x25 ", 9375, 38.8),
250x25 | 250×250 | 250×250 | 25 | 24 | 12 | 119.4 | 93.7 | 7.1 | 6.95 | 11.1 | 2.86 | 7.63 | 9.62 | 4.9 | 388 | Tuple.Create("250x25 ", 11940, 49),
250x35 |  | 250×250 | 35 | 24 | 18 | 162.6 | 128 | 7.45 | 9.11 | 14.4 | 3.79 | 7.49 | 9.42 | 4.83 | 519 | Tuple.Create("250x35 ", 16260, 48.3),
- | [5 empty] | 0

## input
Element | Node | Coordinate | Radius | Sec Num | Top flange |  |  |  | Bottom flange |  |  | Web |  | Bot Conc | Slab |  | Haunch |  | cantilever |  |  | Top layer 철근 in 바닥판 |  |  | Bottom layer 철근 in 바닥판 |  |  | ∑Pr | 종리브 (Bottom) |  |  | 종리브 (Top) | [5 empty] | Bracing Systems |  |  |  | Transverse Stiffener |  |  | Longitudinal Stiffener |  |  | Diaphragm |  |  | Flange - to Web Weld |  | Calculated => |  |  |  |  | Material (Fy) |  | Web | Fyr | Top rib | Bot Rib | S | D web | H (total) | Bottom concrete |  | Slab |  | Haunch |  | Top layer rebar |  | Bottom layer rebar |  | Moment inertia bout Y axis |  |  |  | 1. Steel only | [5 empty] | I22 | Torsion | 2.1.Steel + bottom conc (shorttime) |  |  | 5.7028 |  |  | I22 | Torsion | 2.2.Steel + bottom conc (longtime) |  |  | 17.1084 |  |  | I22 | Torsion | 3.1.Steel + deckslab (shorttime) |  | 6.4337 |  |  |  | I22 | Torsion | 3.2.Steel + deckslab (longtime) |  | 19.3012 |  |  |  | I22 | Torsion | 4.1.Steel + bottom conc + rebar (shorttime) | [5 empty] | I22 | Torsion | 4.2.Steel + bottom conc+rebar (longtime) | [5 empty] | I22 | Torsion
| Label | Sta | R |  | ntop | btop | ttop | ctop | bbot | tbot | cbot | D | tw | Hc | ts | bs | th | bh | b | w | a | drt | art | crt | drb | arb | crb | srb | nsb | Hsb | tsb | nst | Hst | tst | ns | d0 | Lb | Btype | Bspacing | Bdia | Bstr | bt | tp | StiffType | bl | tsl | Type | tdia | D1 | D2 | Wtop | Wbot |  | Bad | Bat | teq | tseq | Fytf | Fybf | Fyw | Fyr | Fyst | Fysb | S | Hw | Ht | Ac | Ic | As | Is | Ah | Ih | Art | Irt | Arb | Irb | Iy1web | Iyrib | Iycon'c | Iydeck | A1 | Ix1 | YU1 | YL1 | SU1 | SL1 | Iy1 | J1 | A2s | Ix2s | YU2s | YL2s | SU2s | SL2s | Iy2s | J2s | A2l | Ix2l | YU2l | YL2l | SU2l | SL2l | Iy2l | J2l | A3s | Ix3s | YU3s | YL3s | SU3s | SL3s | Iy3s | J3s | A3l | Ix3l | YU3l | YL3l | SU3l | SL3l | Iy3l | J3l | A4s | Ix4s | YU4s | YL4s | SU4s | SL4s | Iy4s | J4s | A4l | Ix4l | YU4l | YL4l | SU4l | SL4l | Iy4l | J4l | Label | A1 | Ix1 | YU1 | YL1 | SU1 | SL1 | Iy1 | J1 | A2s | Ix2s | YU2s | YL2s | SU2s | SL2s | Iy2s | J2s | A2l | Ix2L | YU2l | YL2l | SU2l | SL2l | Iy2l | J2l | A3s | Ix3s | YU3s | YL3s | SU3s | SL3s | Iy3s | J3s | A3l | Ix3l | YU3l | YL3l | SU3l | SL3l | Iy3l | J3l | A4s | Ix4s | YU4s | YL4s | SU4s | SL4s | Iy4s | J4s | A4l | Ix4l | YU4l | YL4l | SU4l | SL4l | Iy4l | J4l | A1 | Ix1 | YU1 | YL1 | SU1 | SL1 | Iy1 | J1 | A2s | Ix2s | YU2s | YL2s | SU2s | SL2s | Iy2s | J2s | A2l | Ix2L | YU2l | YL2l | SU2l | SL2l | Iy2l | J2l | A3s | Ix3s | YU3s | YL3s | SU3s | SL3s | Iy3s | J3s | A3l | Ix3l | YU3l | YL3l | SU3l | SL3l | Iy3l | J3l | A4s | Ix4s | YU4s | YL4s | SU4s | SL4s | Iy4s | J4s | A4l | Ix4l | YU4l | YL4l | SU4l | SL4l | Iy4l | J4l
101 | 101i | 0 | 0 | 1-1 | 2 | 500 | 22 | 250 | 1940 | 12 | 120 | 2600 | 12 | 0 | 290 | 5450 | 0 | 0 | 1175 | 2350 | 3850 | 19 | 200 | 50 | 16 | 200 | 40 | 0 | 2 | 160 | 16 | 0 | 0 | 0 | 2 | 2500 | 5000 | W | 1587.5 | 100x10 | 100x10 | 150 | 14 | Single-sided | 120 | 12 |  |  |  |  | 8 | 6 |  | 1900 | 1900 | 0.79859 | 47.2435 | 380 | 380 | 355 | 266 | 380 | 380 | 0.125 | 2620.2338 | 2902 | 0 | 0 | 1580500 | 11076670833.3333 | 0 | 0 | 7655.2759 | 172722.1625 | 5428.6721 | 86858.7537 | 277145400.9544 | 411131448.8889 | 0 | 3.9121e+12 | 113285.6104 | 120039163080.3259 | 1390.9238 | 1243.0762 | 86301750.74 | 96566218.1851 | 104338771663.5403 | 31467210010.6124 | 113285.6104 | 120039163080.3259 | 1390.9238 | 1243.0762 | 86301750.74 | 96566218.1851 | 104338771663.5403 | 31467210010.6124 | 113285.6104 | 120039163080.3259 | 1390.9238 | 1243.0762 | 86301750.74 | 96566218.1851 | 104338771663.5403 | 31467210010.6124 | 358943.5544 | 299460829947.7421 | 354.8071 | 2279.1929 | 844010197.1337 | 131388981.1557 | 712393361621.6241 | 175002722112.1104 | 195171.5917 | 229550135469.2441 | 755.7436 | 1878.2564 | 303740760.1918 | 122214483.298 | 307023634982.9016 | 175002722112.1104 | 126369.5584 | 147478061351.2561 | 1232.9321 | 1401.0679 | 119615716.0368 | 105261184.0512 | 712393361621.6241 | 175002722112.1104 | 117646.9264 | 129860445246.2239 | 1334.3553 | 1299.6447 | 97320738.9285 | 99919960.2339 | 307023634982.9016 | 175002722112.1104 | 1001i | 113285.6104 | 120039163080.326 | 1390.9238 | 1243.0762 | 86301750.74 | 96566218.1851 | 104338771663.54 | 31467210010.6124 | 113285.6104 | 120039163080.326 | 1390.9238 | 1243.0762 | 86301750.74 | 96566218.1851 | 104338771663.54 | 31467210010.6124 | 113285.6104 | 120039163080.326 | 1390.9238 | 1243.0762 | 86301750.74 | 96566218.1851 | 104338771663.54 | 31467210010.6124 | 358943.5544 | 299460829947.742 | 354.8071 | 2279.1929 | 844010197.1337 | 131388981.1557 | 712393361621.625 | 175002722112.11 | 195171.5917 | 229550135469.244 | 755.7436 | 1878.2564 | 303740760.1918 | 122214483.298 | 307023634982.902 | 175002722112.11 | 126369.5584 | 147478061351.256 | 1232.9321 | 1401.0679 | 119615716.0368 | 105261184.0512 | 712393361621.625 | 175002722112.11 | 117646.9264 | 129860445246.224 | 1334.3553 | 1299.6447 | 97320738.9285 | 99919960.2339 | 307023634982.902 | 175002722112.11 | -3.0559e-10 | -0.00015259 | -3.638e-12 | 3.638e-12 | 0 | 0 | 0.00027466 | 0 | -3.0559e-10 | -0.00015259 | -3.638e-12 | 3.638e-12 | 0 | 0 | 0.00027466 | 0 | -3.0559e-10 | -0.00015259 | -3.638e-12 | 3.638e-12 | 0 | 0 | 0.00027466 | 0 | 0 | 0 | 0 | 0 | -1.1921e-06 | 3.8743e-07 | 0 | 0.00045776 | 0 | 0 | 0 | -3.638e-12 | 0 | 0 | 0 | 0.00045776 | -2.1828e-10 | 0 | 0 | 0 | 4.6194e-07 | 0 | 0 | 0.00045776 | -2.7649e-10 | 0 | 0 | 0 | 0 | 0 | 0 | 0.00045776
| 101j | 0.55 | 0 | 1-1 | 2 | 500 | 22 | 250 | 1940 | 12 | 120 | 2600 | 12 | 0 | 290 | 5450 | 0 | 0 | 1175 | 2350 | 3850 | 19 | 200 | 50 | 16 | 200 | 40 | 0 | 2 | 160 | 16 | 0 | 0 | 0 | 2 | 2500 | 5000 | W | 1587.5 | 100x10 | 100x10 | 150 | 14 | Single-sided | 120 | 12 | Abu | 14 | 400 | 700 | 8 | 6 |  | 1900 | 1900 | 0.79859 | 47.2435 | 380 | 380 | 355 | 266 | 380 | 380 | 0.125 | 2620.2338 | 2902 | 0 | 0 | 1580500 | 11076670833.3333 | 0 | 0 | 7655.2759 | 172722.1625 | 5428.6721 | 86858.7537 | 277145400.9544 | 411131448.8889 | 0 | 3.9121e+12 | 113285.6104 | 120039163080.3259 | 1390.9238 | 1243.0762 | 86301750.74 | 96566218.1851 | 104338771663.5403 | 31467210010.6124 | 113285.6104 | 120039163080.3259 | 1390.9238 | 1243.0762 | 86301750.74 | 96566218.1851 | 104338771663.5403 | 31467210010.6124 | 113285.6104 | 120039163080.3259 | 1390.9238 | 1243.0762 | 86301750.74 | 96566218.1851 | 104338771663.5403 | 31467210010.6124 | 358943.5544 | 299460829947.7421 | 354.8071 | 2279.1929 | 844010197.1337 | 131388981.1557 | 712393361621.6241 | 175002722112.1104 | 195171.5917 | 229550135469.2441 | 755.7436 | 1878.2564 | 303740760.1918 | 122214483.298 | 307023634982.9016 | 175002722112.1104 | 126369.5584 | 147478061351.2561 | 1232.9321 | 1401.0679 | 119615716.0368 | 105261184.0512 | 712393361621.6241 | 175002722112.1104 | 117646.9264 | 129860445246.2239 | 1334.3553 | 1299.6447 | 97320738.9285 | 99919960.2339 | 307023634982.9016 | 175002722112.1104 | 1001j | 113285.6104 | 120039163080.326 | 1390.9238 | 1243.0762 | 86301750.74 | 96566218.1851 | 104338771663.54 | 31467210010.6124 | 113285.6104 | 120039163080.326 | 1390.9238 | 1243.0762 | 86301750.74 | 96566218.1851 | 104338771663.54 | 31467210010.6124 | 113285.6104 | 120039163080.326 | 1390.9238 | 1243.0762 | 86301750.74 | 96566218.1851 | 104338771663.54 | 31467210010.6124 | 358943.5544 | 299460829947.742 | 354.8071 | 2279.1929 | 844010197.1337 | 131388981.1557 | 712393361621.625 | 175002722112.11 | 195171.5917 | 229550135469.244 | 755.7436 | 1878.2564 | 303740760.1918 | 122214483.298 | 307023634982.902 | 175002722112.11 | 126369.5584 | 147478061351.256 | 1232.9321 | 1401.0679 | 119615716.0368 | 105261184.0512 | 712393361621.625 | 175002722112.11 | 117646.9264 | 129860445246.224 | 1334.3553 | 1299.6447 | 97320738.9285 | 99919960.2339 | 307023634982.902 | 175002722112.11 | -3.0559e-10 | -0.00015259 | -3.638e-12 | 3.638e-12 | 0 | 0 | 0.00027466 | 0 | -3.0559e-10 | -0.00015259 | -3.638e-12 | 3.638e-12 | 0 | 0 | 0.00027466 | 0 | -3.0559e-10 | -0.00015259 | -3.638e-12 | 3.638e-12 | 0 | 0 | 0.00027466 | 0 | 0 | 0 | 0 | 0 | -1.1921e-06 | 3.8743e-07 | 0 | 0.00045776 | 0 | 0 | 0 | -3.638e-12 | 0 | 0 | 0 | 0.00045776 | -2.1828e-10 | 0 | 0 | 0 | 4.6194e-07 | 0 | 0 | 0.00045776 | -2.7649e-10 | 0 | 0 | 0 | 0 | 0 | 0 | 0.00045776
102 | 102i | 0.55 | 0 | 1-1 | 2 | 500 | 22 | 250 | 1940 | 12 | 120 | 2600 | 12 | 0 | 290 | 5450 | 0 | 0 | 1175 | 2350 | 3850 | 19 | 200 | 50 | 16 | 200 | 40 | 0 | 2 | 160 | 16 | 0 | 0 | 0 | 2 | 2500 | 5000 | W | 1587.5 | 100x10 | 100x10 | 150 | 14 | Single-sided | 120 | 12 | Abu | 14 | 400 | 700 | 8 | 6 |  | 1900 | 1900 | 0.79859 | 47.2435 | 380 | 380 | 355 | 266 | 380 | 380 | 0.125 | 2620.2338 | 2902 | 0 | 0 | 1580500 | 11076670833.3333 | 0 | 0 | 7655.2759 | 172722.1625 | 5428.6721 | 86858.7537 | 277145400.9544 | 411131448.8889 | 0 | 3.9121e+12 | 113285.6104 | 120039163080.3259 | 1390.9238 | 1243.0762 | 86301750.74 | 96566218.1851 | 104338771663.5403 | 31467210010.6124 | 113285.6104 | 120039163080.3259 | 1390.9238 | 1243.0762 | 86301750.74 | 96566218.1851 | 104338771663.5403 | 31467210010.6124 | 113285.6104 | 120039163080.3259 | 1390.9238 | 1243.0762 | 86301750.74 | 96566218.1851 | 104338771663.5403 | 31467210010.6124 | 358943.5544 | 299460829947.7421 | 354.8071 | 2279.1929 | 844010197.1337 | 131388981.1557 | 712393361621.6241 | 175002722112.1104 | 195171.5917 | 229550135469.2441 | 755.7436 | 1878.2564 | 303740760.1918 | 122214483.298 | 307023634982.9016 | 175002722112.1104 | 126369.5584 | 147478061351.2561 | 1232.9321 | 1401.0679 | 119615716.0368 | 105261184.0512 | 712393361621.6241 | 175002722112.1104 | 117646.9264 | 129860445246.2239 | 1334.3553 | 1299.6447 | 97320738.9285 | 99919960.2339 | 307023634982.9016 | 175002722112.1104 | 1002i | 113285.6104 | 120039163080.326 | 1390.9238 | 1243.0762 | 86301750.74 | 96566218.1851 | 104338771663.54 | 31467210010.6124 | 113285.6104 | 120039163080.326 | 1390.9238 | 1243.0762 | 86301750.74 | 96566218.1851 | 104338771663.54 | 31467210010.6124 | 113285.6104 | 120039163080.326 | 1390.9238 | 1243.0762 | 86301750.74 | 96566218.1851 | 104338771663.54 | 31467210010.6124 | 358943.5544 | 299460829947.742 | 354.8071 | 2279.1929 | 844010197.1337 | 131388981.1557 | 712393361621.625 | 175002722112.11 | 195171.5917 | 229550135469.244 | 755.7436 | 1878.2564 | 303740760.1918 | 122214483.298 | 307023634982.902 | 175002722112.11 | 126369.5584 | 147478061351.256 | 1232.9321 | 1401.0679 | 119615716.0368 | 105261184.0512 | 712393361621.625 | 175002722112.11 | 117646.9264 | 129860445246.224 | 1334.3553 | 1299.6447 | 97320738.9285 | 99919960.2339 | 307023634982.902 | 175002722112.11 | -3.0559e-10 | -0.00015259 | -3.638e-12 | 3.638e-12 | 0 | 0 | 0.00027466 | 0 | -3.0559e-10 | -0.00015259 | -3.638e-12 | 3.638e-12 | 0 | 0 | 0.00027466 | 0 | -3.0559e-10 | -0.00015259 | -3.638e-12 | 3.638e-12 | 0 | 0 | 0.00027466 | 0 | 0 | 0 | 0 | 0 | -1.1921e-06 | 3.8743e-07 | 0 | 0.00045776 | 0 | 0 | 0 | -3.638e-12 | 0 | 0 | 0 | 0.00045776 | -2.1828e-10 | 0 | 0 | 0 | 4.6194e-07 | 0 | 0 | 0.00045776 | -2.7649e-10 | 0 | 0 | 0 | 0 | 0 | 0 | 0.00045776
| 102j | 3.2 | 0 | 1-1 | 2 | 500 | 22 | 250 | 1940 | 12 | 120 | 2600 | 12 | 0 | 290 | 5450 | 0 | 0 | 1175 | 2350 | 3850 | 19 | 200 | 50 | 16 | 200 | 40 | 0 | 2 | 160 | 16 | 0 | 0 | 0 | 2 | 2500 | 5000 | W | 1587.5 | 100x10 | 100x10 | 150 | 14 | Single-sided | 120 | 12 |  |  |  |  | 8 | 6 |  | 1900 | 1900 | 0.79859 | 47.2435 | 380 | 380 | 355 | 266 | 380 | 380 | 0.125 | 2620.2338 | 2902 | 0 | 0 | 1580500 | 11076670833.3333 | 0 | 0 | 7655.2759 | 172722.1625 | 5428.6721 | 86858.7537 | 277145400.9544 | 411131448.8889 | 0 | 3.9121e+12 | 113285.6104 | 120039163080.3259 | 1390.9238 | 1243.0762 | 86301750.74 | 96566218.1851 | 104338771663.5403 | 31467210010.6124 | 113285.6104 | 120039163080.3259 | 1390.9238 | 1243.0762 | 86301750.74 | 96566218.1851 | 104338771663.5403 | 31467210010.6124 | 113285.6104 | 120039163080.3259 | 1390.9238 | 1243.0762 | 86301750.74 | 96566218.1851 | 104338771663.5403 | 31467210010.6124 | 358943.5544 | 299460829947.7421 | 354.8071 | 2279.1929 | 844010197.1337 | 131388981.1557 | 712393361621.6241 | 175002722112.1104 | 195171.5917 | 229550135469.2441 | 755.7436 | 1878.2564 | 303740760.1918 | 122214483.298 | 307023634982.9016 | 175002722112.1104 | 126369.5584 | 147478061351.2561 | 1232.9321 | 1401.0679 | 119615716.0368 | 105261184.0512 | 712393361621.6241 | 175002722112.1104 | 117646.9264 | 129860445246.2239 | 1334.3553 | 1299.6447 | 97320738.9285 | 99919960.2339 | 307023634982.9016 | 175002722112.1104 | 1002j | 113285.6104 | 120039163080.326 | 1390.9238 | 1243.0762 | 86301750.74 | 96566218.1851 | 104338771663.54 | 31467210010.6124 | 113285.6104 | 120039163080.326 | 1390.9238 | 1243.0762 | 86301750.74 | 96566218.1851 | 104338771663.54 | 31467210010.6124 | 113285.6104 | 120039163080.326 | 1390.9238 | 1243.0762 | 86301750.74 | 96566218.1851 | 104338771663.54 | 31467210010.6124 | 358943.5544 | 299460829947.742 | 354.8071 | 2279.1929 | 844010197.1337 | 131388981.1557 | 712393361621.625 | 175002722112.11 | 195171.5917 | 229550135469.244 | 755.7436 | 1878.2564 | 303740760.1918 | 122214483.298 | 307023634982.902 | 175002722112.11 | 126369.5584 | 147478061351.256 | 1232.9321 | 1401.0679 | 119615716.0368 | 105261184.0512 | 712393361621.625 | 175002722112.11 | 117646.9264 | 129860445246.224 | 1334.3553 | 1299.6447 | 97320738.9285 | 99919960.2339 | 307023634982.902 | 175002722112.11 | -3.0559e-10 | -0.00015259 | -3.638e-12 | 3.638e-12 | 0 | 0 | 0.00027466 | 0 | -3.0559e-10 | -0.00015259 | -3.638e-12 | 3.638e-12 | 0 | 0 | 0.00027466 | 0 | -3.0559e-10 | -0.00015259 | -3.638e-12 | 3.638e-12 | 0 | 0 | 0.00027466 | 0 | 0 | 0 | 0 | 0 | -1.1921e-06 | 3.8743e-07 | 0 | 0.00045776 | 0 | 0 | 0 | -3.638e-12 | 0 | 0 | 0 | 0.00045776 | -2.1828e-10 | 0 | 0 | 0 | 4.6194e-07 | 0 | 0 | 0.00045776 | -2.7649e-10 | 0 | 0 | 0 | 0 | 0 | 0 | 0.00045776
103 | 103i | 3.2 | 0 | 1-2 | 2 | 500 | 30 | 250 | 1940 | 18 | 120 | 2800 | 12 | 0 | 290 | 5500 | 0 | 0 | 1200 | 2400 | 3800 | 19 | 200 | 50 | 16 | 200 | 40 | 0 | 2 | 160 | 16 | 0 | 0 | 0 | 2 | 2500 | 5000 | W | 1587.5 | 100x10 | 100x10 | 150 | 14 | Single-sided | 120 | 12 |  |  |  |  | 8 | 6 |  | 1900 | 1900 | 0.78284 | 47.2435 | 380 | 380 | 355 | 266 | 380 | 380 | 0.125 | 2821.7902 | 3108 | 0 | 0 | 1595000 | 11178291666.6667 | 0 | 0 | 7655.2759 | 172722.1625 | 5428.6721 | 86858.7537 | 346081987.7768 | 411131448.8889 | 0 | 4.0207e+12 | 137762.9651 | 181248618073.2181 | 1528.0719 | 1319.9281 | 118612621.8286 | 137317041.9842 | 127873762738.5252 | 36411229719.2214 | 137762.9651 | 181248618073.2181 | 1528.0719 | 1319.9281 | 118612621.8286 | 137317041.9842 | 127873762738.5252 | 36411229719.2214 | 137762.9651 | 181248618073.2181 | 1528.0719 | 1319.9281 | 118612621.8286 | 137317041.9842 | 127873762738.5252 | 36411229719.2214 | 385674.6516 | 422054115505.7469 | 471.9052 | 2376.0948 | 894362066.0973 | 177625116.9204 | 752817805871.3119 | 214476299647.8821 | 220400.1939 | 321274841805.4998 | 912.0157 | 1935.9843 | 352268978.7407 | 165949095.2569 | 336188443782.7874 | 214476299647.8821 | 150846.9131 | 214108336764.71 | 1384.5151 | 1463.4849 | 154645001.9956 | 146300336.4936 | 752817805871.3119 | 214476299647.8821 | 142124.2811 | 192871489301.609 | 1477.2828 | 1370.7172 | 130558272.2339 | 140708447.0688 | 336188443782.7874 | 214476299647.8821 | 1003i | 137762.9651 | 181248618073.218 | 1528.0719 | 1319.9281 | 118612621.8286 | 137317041.9842 | 127873762738.525 | 36411229719.2214 | 137762.9651 | 181248618073.218 | 1528.0719 | 1319.9281 | 118612621.8286 | 137317041.9842 | 127873762738.525 | 36411229719.2214 | 137762.9651 | 181248618073.218 | 1528.0719 | 1319.9281 | 118612621.8286 | 137317041.9842 | 127873762738.525 | 36411229719.2214 | 385674.6516 | 422054115505.747 | 471.9052 | 2376.0948 | 894362066.0973 | 177625116.9204 | 752817805871.313 | 214476299647.882 | 220400.1939 | 321274841805.5 | 912.0157 | 1935.9843 | 352268978.7407 | 165949095.2569 | 336188443782.788 | 214476299647.882 | 150846.9131 | 214108336764.71 | 1384.5151 | 1463.4849 | 154645001.9956 | 146300336.4936 | 752817805871.313 | 214476299647.882 | 142124.2811 | 192871489301.609 | 1477.2828 | 1370.7172 | 130558272.2339 | 140708447.0688 | 336188443782.788 | 214476299647.882 | 0 | 0 | -2.0464e-12 | 2.0464e-12 | 4.0233e-07 | 2.3842e-07 | 0.00018311 | 0 | 0 | 0 | -2.0464e-12 | 2.0464e-12 | 4.0233e-07 | 2.3842e-07 | 0.00018311 | 0 | 0 | 0 | -2.0464e-12 | 2.0464e-12 | 4.0233e-07 | 2.3842e-07 | 0.00018311 | 0 | -5.8208e-10 | 0 | 0 | 0 | 0 | 2.3842e-07 | -0.0010986 | 0 | -2.9104e-10 | 0 | 0 | 4.3201e-12 | 0 | -2.6822e-07 | -0.00061035 | 0 | 0 | 0 | 1.819e-12 | -1.819e-12 | -2.6822e-07 | -3.5763e-07 | -0.0010986 | 0 | 0 | 0 | -3.8654e-12 | 3.8654e-12 | -2.0862e-07 | 0 | -0.00061035 | 0
| 103j | 6.9 | 0 | 1-2 | 2 | 500 | 30 | 250 | 1940 | 18 | 120 | 2800 | 12 | 0 | 290 | 5500 | 0 | 0 | 1200 | 2400 | 3800 | 19 | 200 | 50 | 16 | 200 | 40 | 0 | 2 | 160 | 16 | 0 | 0 | 0 | 2 | 2500 | 5000 | W | 1587.5 | 100x10 | 100x10 | 150 | 14 | Single-sided | 120 | 12 | Cross | 12 | 400 | 1000 | 8 | 6 |  | 1900 | 1900 | 0.78284 | 47.2435 | 380 | 380 | 355 | 266 | 380 | 380 | 0.125 | 2821.7902 | 3108 | 0 | 0 | 1595000 | 11178291666.6667 | 0 | 0 | 7655.2759 | 172722.1625 | 5428.6721 | 86858.7537 | 346081987.7768 | 411131448.8889 | 0 | 4.0207e+12 | 137762.9651 | 181248618073.2181 | 1528.0719 | 1319.9281 | 118612621.8286 | 137317041.9842 | 127873762738.5252 | 36411229719.2214 | 137762.9651 | 181248618073.2181 | 1528.0719 | 1319.9281 | 118612621.8286 | 137317041.9842 | 127873762738.5252 | 36411229719.2214 | 137762.9651 | 181248618073.2181 | 1528.0719 | 1319.9281 | 118612621.8286 | 137317041.9842 | 127873762738.5252 | 36411229719.2214 | 385674.6516 | 422054115505.7469 | 471.9052 | 2376.0948 | 894362066.0973 | 177625116.9204 | 752817805871.3119 | 214476299647.8821 | 220400.1939 | 321274841805.4998 | 912.0157 | 1935.9843 | 352268978.7407 | 165949095.2569 | 336188443782.7874 | 214476299647.8821 | 150846.9131 | 214108336764.71 | 1384.5151 | 1463.4849 | 154645001.9956 | 146300336.4936 | 752817805871.3119 | 214476299647.8821 | 142124.2811 | 192871489301.609 | 1477.2828 | 1370.7172 | 130558272.2339 | 140708447.0688 | 336188443782.7874 | 214476299647.8821 | 1003j | 137762.9651 | 181248618073.218 | 1528.0719 | 1319.9281 | 118612621.8286 | 137317041.9842 | 127873762738.525 | 36411229719.2214 | 137762.9651 | 181248618073.218 | 1528.0719 | 1319.9281 | 118612621.8286 | 137317041.9842 | 127873762738.525 | 36411229719.2214 | 137762.9651 | 181248618073.218 | 1528.0719 | 1319.9281 | 118612621.8286 | 137317041.9842 | 127873762738.525 | 36411229719.2214 | 385674.6516 | 422054115505.747 | 471.9052 | 2376.0948 | 894362066.0973 | 177625116.9204 | 752817805871.313 | 214476299647.882 | 220400.1939 | 321274841805.5 | 912.0157 | 1935.9843 | 352268978.7407 | 165949095.2569 | 336188443782.788 | 214476299647.882 | 150846.9131 | 214108336764.71 | 1384.5151 | 1463.4849 | 154645001.9956 | 146300336.4936 | 752817805871.313 | 214476299647.882 | 142124.2811 | 192871489301.609 | 1477.2828 | 1370.7172 | 130558272.2339 | 140708447.0688 | 336188443782.788 | 214476299647.882 | 0 | 0 | -2.0464e-12 | 2.0464e-12 | 4.0233e-07 | 2.3842e-07 | 0.00018311 | 0 | 0 | 0 | -2.0464e-12 | 2.0464e-12 | 4.0233e-07 | 2.3842e-07 | 0.00018311 | 0 | 0 | 0 | -2.0464e-12 | 2.0464e-12 | 4.0233e-07 | 2.3842e-07 | 0.00018311 | 0 | -5.8208e-10 | 0 | 0 | 0 | 0 | 2.3842e-07 | -0.0010986 | 0 | -2.9104e-10 | 0 | 0 | 4.3201e-12 | 0 | -2.6822e-07 | -0.00061035 | 0 | 0 | 0 | 1.819e-12 | -1.819e-12 | -2.6822e-07 | -3.5763e-07 | -0.0010986 | 0 | 0 | 0 | -3.8654e-12 | 3.8654e-12 | -2.0862e-07 | 0 | -0.00061035 | 0
104 | 104i | 6.9 | 0 | 1-2 | 2 | 500 | 30 | 250 | 1940 | 18 | 120 | 2800 | 12 | 0 | 290 | 5500 | 0 | 0 | 1200 | 2400 | 3800 | 19 | 200 | 50 | 16 | 200 | 40 | 0 | 2 | 160 | 16 | 0 | 0 | 0 | 2 | 2500 | 5000 | W | 2500 | 150x10 | 100x10 | 150 | 14 | Single-sided | 120 | 12 | Cross | 12 | 400 | 1000 | 8 | 6 |  | 2921 | 1900 | 1.0617 | 47.2435 | 380 | 380 | 355 | 266 | 380 | 380 | 0.125 | 2821.7902 | 3108 | 0 | 0 | 1595000 | 11178291666.6667 | 0 | 0 | 7655.2759 | 172722.1625 | 5428.6721 | 86858.7537 | 346081987.7768 | 411131448.8889 | 0 | 4.0207e+12 | 137762.9651 | 181248618073.2181 | 1528.0719 | 1319.9281 | 118612621.8286 | 137317041.9842 | 127873762738.5252 | 46745922615.0177 | 137762.9651 | 181248618073.2181 | 1528.0719 | 1319.9281 | 118612621.8286 | 137317041.9842 | 127873762738.5252 | 46745922615.0177 | 137762.9651 | 181248618073.2181 | 1528.0719 | 1319.9281 | 118612621.8286 | 137317041.9842 | 127873762738.5252 | 46745922615.0177 | 385674.6516 | 422054115505.7469 | 471.9052 | 2376.0948 | 894362066.0973 | 177625116.9204 | 752817805871.3119 | 214476299647.8821 | 220400.1939 | 321274841805.4998 | 912.0157 | 1935.9843 | 352268978.7407 | 165949095.2569 | 336188443782.7874 | 214476299647.8821 | 150846.9131 | 214108336764.71 | 1384.5151 | 1463.4849 | 154645001.9956 | 146300336.4936 | 752817805871.3119 | 214476299647.8821 | 142124.2811 | 192871489301.609 | 1477.2828 | 1370.7172 | 130558272.2339 | 140708447.0688 | 336188443782.7874 | 214476299647.8821 | 1004i | 137762.9651 | 181248618073.218 | 1528.0719 | 1319.9281 | 118612621.8286 | 137317041.9842 | 127873762738.525 | 46745922615.0177 | 137762.9651 | 181248618073.218 | 1528.0719 | 1319.9281 | 118612621.8286 | 137317041.9842 | 127873762738.525 | 46745922615.0177 | 137762.9651 | 181248618073.218 | 1528.0719 | 1319.9281 | 118612621.8286 | 137317041.9842 | 127873762738.525 | 46745922615.0177 | 385674.6516 | 422054115505.747 | 471.9052 | 2376.0948 | 894362066.0973 | 177625116.9204 | 752817805871.313 | 214476299647.882 | 220400.1939 | 321274841805.5 | 912.0157 | 1935.9843 | 352268978.7407 | 165949095.2569 | 336188443782.788 | 214476299647.882 | 150846.9131 | 214108336764.71 | 1384.5151 | 1463.4849 | 154645001.9956 | 146300336.4936 | 752817805871.313 | 214476299647.882 | 142124.2811 | 192871489301.609 | 1477.2828 | 1370.7172 | 130558272.2339 | 140708447.0688 | 336188443782.788 | 214476299647.882 | 0 | 0 | -2.0464e-12 | 2.0464e-12 | 4.0233e-07 | 2.3842e-07 | 0.00018311 | 0 | 0 | 0 | -2.0464e-12 | 2.0464e-12 | 4.0233e-07 | 2.3842e-07 | 0.00018311 | 0 | 0 | 0 | -2.0464e-12 | 2.0464e-12 | 4.0233e-07 | 2.3842e-07 | 0.00018311 | 0 | -5.8208e-10 | 0 | 0 | 0 | 0 | 2.3842e-07 | -0.0010986 | 0 | -2.9104e-10 | 0 | 0 | 4.3201e-12 | 0 | -2.6822e-07 | -0.00061035 | 0 | 0 | 0 | 1.819e-12 | -1.819e-12 | -2.6822e-07 | -3.5763e-07 | -0.0010986 | 0 | 0 | 0 | -3.8654e-12 | 3.8654e-12 | -2.0862e-07 | 0 | -0.00061035 | 0
| 104j | 11.9 | 0 | 1-2 | 2 | 500 | 30 | 250 | 1940 | 18 | 120 | 2800 | 12 | 0 | 290 | 5500 | 0 | 0 | 1200 | 2400 | 3800 | 19 | 200 | 50 | 16 | 200 | 40 | 0 | 2 | 160 | 16 | 0 | 0 | 0 | 2 | 2500 | 5000 | W | 2500 | 150x10 | 100x10 | 150 | 14 | Single-sided | 120 | 12 |  |  |  |  | 8 | 6 |  | 2921 | 1900 | 1.0617 | 47.2435 | 380 | 380 | 355 | 266 | 380 | 380 | 0.125 | 2821.7902 | 3108 | 0 | 0 | 1595000 | 11178291666.6667 | 0 | 0 | 7655.2759 | 172722.1625 | 5428.6721 | 86858.7537 | 346081987.7768 | 411131448.8889 | 0 | 4.0207e+12 | 137762.9651 | 181248618073.2181 | 1528.0719 | 1319.9281 | 118612621.8286 | 137317041.9842 | 127873762738.5252 | 46745922615.0177 | 137762.9651 | 181248618073.2181 | 1528.0719 | 1319.9281 | 118612621.8286 | 137317041.9842 | 127873762738.5252 | 46745922615.0177 | 137762.9651 | 181248618073.2181 | 1528.0719 | 1319.9281 | 118612621.8286 | 137317041.9842 | 127873762738.5252 | 46745922615.0177 | 385674.6516 | 422054115505.7469 | 471.9052 | 2376.0948 | 894362066.0973 | 177625116.9204 | 752817805871.3119 | 214476299647.8821 | 220400.1939 | 321274841805.4998 | 912.0157 | 1935.9843 | 352268978.7407 | 165949095.2569 | 336188443782.7874 | 214476299647.8821 | 150846.9131 | 214108336764.71 | 1384.5151 | 1463.4849 | 154645001.9956 | 146300336.4936 | 752817805871.3119 | 214476299647.8821 | 142124.2811 | 192871489301.609 | 1477.2828 | 1370.7172 | 130558272.2339 | 140708447.0688 | 336188443782.7874 | 214476299647.8821 | 1004j | 137762.9651 | 181248618073.218 | 1528.0719 | 1319.9281 | 118612621.8286 | 137317041.9842 | 127873762738.525 | 46745922615.0177 | 137762.9651 | 181248618073.218 | 1528.0719 | 1319.9281 | 118612621.8286 | 137317041.9842 | 127873762738.525 | 46745922615.0177 | 137762.9651 | 181248618073.218 | 1528.0719 | 1319.9281 | 118612621.8286 | 137317041.9842 | 127873762738.525 | 46745922615.0177 | 385674.6516 | 422054115505.747 | 471.9052 | 2376.0948 | 894362066.0973 | 177625116.9204 | 752817805871.313 | 214476299647.882 | 220400.1939 | 321274841805.5 | 912.0157 | 1935.9843 | 352268978.7407 | 165949095.2569 | 336188443782.788 | 214476299647.882 | 150846.9131 | 214108336764.71 | 1384.5151 | 1463.4849 | 154645001.9956 | 146300336.4936 | 752817805871.313 | 214476299647.882 | 142124.2811 | 192871489301.609 | 1477.2828 | 1370.7172 | 130558272.2339 | 140708447.0688 | 336188443782.788 | 214476299647.882 | 0 | 0 | -2.0464e-12 | 2.0464e-12 | 4.0233e-07 | 2.3842e-07 | 0.00018311 | 0 | 0 | 0 | -2.0464e-12 | 2.0464e-12 | 4.0233e-07 | 2.3842e-07 | 0.00018311 | 0 | 0 | 0 | -2.0464e-12 | 2.0464e-12 | 4.0233e-07 | 2.3842e-07 | 0.00018311 | 0 | -5.8208e-10 | 0 | 0 | 0 | 0 | 2.3842e-07 | -0.0010986 | 0 | -2.9104e-10 | 0 | 0 | 4.3201e-12 | 0 | -2.6822e-07 | -0.00061035 | 0 | 0 | 0 | 1.819e-12 | -1.819e-12 | -2.6822e-07 | -3.5763e-07 | -0.0010986 | 0 | 0 | 0 | -3.8654e-12 | 3.8654e-12 | -2.0862e-07 | 0 | -0.00061035 | 0
105 | 105i | 11.9 | 0 | 1-3 | 2 | 500 | 38 | 250 | 1940 | 34 | 120 | 2800 | 12 | 0 | 290 | 5500 | 0 | 0 | 1200 | 2400 | 3800 | 19 | 200 | 50 | 16 | 200 | 40 | 0 | 2 | 160 | 16 | 0 | 0 | 0 | 2 | 2500 | 5000 | W | 2500 | 150x10 | 100x10 | 150 | 14 | Single-sided | 120 | 12 |  |  |  |  | 8 | 6 |  | 2921 | 1900 | 1.0664 | 47.2435 | 380 | 380 | 355 | 266 | 380 | 380 | 0.125 | 2821.7902 | 3124 | 0 | 0 | 1595000 | 11178291666.6667 | 0 | 0 | 7655.2759 | 172722.1625 | 5428.6721 | 86858.7537 | 346081987.7768 | 411131448.8889 | 0 | 4.0207e+12 | 176802.9651 | 250018643484.5533 | 1699.8832 | 1172.1168 | 147079898.6055 | 213305223.4425 | 149295608071.8585 | 48039297273.7564 | 176802.9651 | 250018643484.5533 | 1699.8832 | 1172.1168 | 147079898.6055 | 213305223.4425 | 149295608071.8585 | 48039297273.7564 | 176802.9651 | 250018643484.5533 | 1699.8832 | 1172.1168 | 147079898.6055 | 213305223.4425 | 149295608071.8585 | 48039297273.7564 | 424714.6516 | 588693664353.306 | 645.181 | 2226.819 | 912447272.2194 | 264365298.834 | 774239651204.6453 | 234610855423.4957 | 259440.1939 | 434458180516.3342 | 1124.3524 | 1747.6476 | 386407488.4896 | 248595984.8574 | 357610289116.1207 | 234610855423.4957 | 189886.9131 | 290450258588.5089 | 1574.5538 | 1297.4462 | 184465121.7702 | 223863046.3103 | 774239651204.6453 | 234610855423.4957 | 181164.2811 | 264142700868.9348 | 1656.0953 | 1215.9047 | 159497285.7373 | 217239636.356 | 357610289116.1207 | 234610855423.4957 | 1005i | 176802.9651 | 250018643484.553 | 1699.8832 | 1172.1168 | 147079898.6055 | 213305223.4425 | 149295608071.859 | 48039297273.7564 | 176802.9651 | 250018643484.553 | 1699.8832 | 1172.1168 | 147079898.6055 | 213305223.4425 | 149295608071.859 | 48039297273.7564 | 176802.9651 | 250018643484.553 | 1699.8832 | 1172.1168 | 147079898.6055 | 213305223.4425 | 149295608071.859 | 48039297273.7564 | 424714.6516 | 588693664353.306 | 645.181 | 2226.819 | 912447272.2194 | 264365298.834 | 774239651204.646 | 234610855423.496 | 259440.1939 | 434458180516.334 | 1124.3524 | 1747.6476 | 386407488.4896 | 248595984.8574 | 357610289116.121 | 234610855423.496 | 189886.9131 | 290450258588.509 | 1574.5538 | 1297.4462 | 184465121.7702 | 223863046.3103 | 774239651204.646 | 234610855423.496 | 181164.2811 | 264142700868.935 | 1656.0953 | 1215.9047 | 159497285.7373 | 217239636.356 | 357610289116.121 | 234610855423.496 | 0 | 0.00030518 | 3.4106e-12 | -3.4106e-12 | 3.5763e-07 | -3.8743e-07 | -0.00048828 | 0 | 0 | 0.00030518 | 3.4106e-12 | -3.4106e-12 | 3.5763e-07 | -3.8743e-07 | -0.00048828 | 0 | 0 | 0.00030518 | 3.4106e-12 | -3.4106e-12 | 3.5763e-07 | -3.8743e-07 | -0.00048828 | 0 | -5.8208e-10 | 0 | 9.0949e-13 | 0 | -1.1921e-06 | 4.7684e-07 | 0 | -0.00030518 | -2.9104e-10 | 0 | -2.0464e-12 | 2.0464e-12 | 0 | -3.8743e-07 | 0 | -0.00030518 | 0 | 0 | 4.0927e-12 | -4.0927e-12 | 0 | 0 | 0 | -0.00030518 | 0 | 0 | -4.7748e-12 | 4.7748e-12 | 5.0664e-07 | 2.9802e-07 | 0 | -0.00030518
| 105j | 16.9 | 0 | 1-3 | 2 | 500 | 38 | 250 | 1940 | 34 | 120 | 2800 | 12 | 0 | 290 | 5500 | 0 | 0 | 1200 | 2400 | 3800 | 19 | 200 | 50 | 16 | 200 | 40 | 0 | 2 | 160 | 16 | 0 | 0 | 0 | 2 | 2500 | 5000 | W | 2500 | 150x10 | 100x10 | 150 | 14 | Single-sided | 120 | 12 | Cross | 12 | 400 | 1000 | 8 | 6 |  | 2921 | 1900 | 1.0664 | 47.2435 | 380 | 380 | 355 | 266 | 380 | 380 | 0.125 | 2821.7902 | 3124 | 0 | 0 | 1595000 | 11178291666.6667 | 0 | 0 | 7655.2759 | 172722.1625 | 5428.6721 | 86858.7537 | 346081987.7768 | 411131448.8889 | 0 | 4.0207e+12 | 176802.9651 | 250018643484.5533 | 1699.8832 | 1172.1168 | 147079898.6055 | 213305223.4425 | 149295608071.8585 | 48039297273.7564 | 176802.9651 | 250018643484.5533 | 1699.8832 | 1172.1168 | 147079898.6055 | 213305223.4425 | 149295608071.8585 | 48039297273.7564 | 176802.9651 | 250018643484.5533 | 1699.8832 | 1172.1168 | 147079898.6055 | 213305223.4425 | 149295608071.8585 | 48039297273.7564 | 424714.6516 | 588693664353.306 | 645.181 | 2226.819 | 912447272.2194 | 264365298.834 | 774239651204.6453 | 234610855423.4957 | 259440.1939 | 434458180516.3342 | 1124.3524 | 1747.6476 | 386407488.4896 | 248595984.8574 | 357610289116.1207 | 234610855423.4957 | 189886.9131 | 290450258588.5089 | 1574.5538 | 1297.4462 | 184465121.7702 | 223863046.3103 | 774239651204.6453 | 234610855423.4957 | 181164.2811 | 264142700868.9348 | 1656.0953 | 1215.9047 | 159497285.7373 | 217239636.356 | 357610289116.1207 | 234610855423.4957 | 1005j | 176802.9651 | 250018643484.553 | 1699.8832 | 1172.1168 | 147079898.6055 | 213305223.4425 | 149295608071.859 | 48039297273.7564 | 176802.9651 | 250018643484.553 | 1699.8832 | 1172.1168 | 147079898.6055 | 213305223.4425 | 149295608071.859 | 48039297273.7564 | 176802.9651 | 250018643484.553 | 1699.8832 | 1172.1168 | 147079898.6055 | 213305223.4425 | 149295608071.859 | 48039297273.7564 | 424714.6516 | 588693664353.306 | 645.181 | 2226.819 | 912447272.2194 | 264365298.834 | 774239651204.646 | 234610855423.496 | 259440.1939 | 434458180516.334 | 1124.3524 | 1747.6476 | 386407488.4896 | 248595984.8574 | 357610289116.121 | 234610855423.496 | 189886.9131 | 290450258588.509 | 1574.5538 | 1297.4462 | 184465121.7702 | 223863046.3103 | 774239651204.646 | 234610855423.496 | 181164.2811 | 264142700868.935 | 1656.0953 | 1215.9047 | 159497285.7373 | 217239636.356 | 357610289116.121 | 234610855423.496 | 0 | 0.00030518 | 3.4106e-12 | -3.4106e-12 | 3.5763e-07 | -3.8743e-07 | -0.00048828 | 0 | 0 | 0.00030518 | 3.4106e-12 | -3.4106e-12 | 3.5763e-07 | -3.8743e-07 | -0.00048828 | 0 | 0 | 0.00030518 | 3.4106e-12 | -3.4106e-12 | 3.5763e-07 | -3.8743e-07 | -0.00048828 | 0 | -5.8208e-10 | 0 | 9.0949e-13 | 0 | -1.1921e-06 | 4.7684e-07 | 0 | -0.00030518 | -2.9104e-10 | 0 | -2.0464e-12 | 2.0464e-12 | 0 | -3.8743e-07 | 0 | -0.00030518 | 0 | 0 | 4.0927e-12 | -4.0927e-12 | 0 | 0 | 0 | -0.00030518 | 0 | 0 | -4.7748e-12 | 4.7748e-12 | 5.0664e-07 | 2.9802e-07 | 0 | -0.00030518
106 | 106i | 16.9 | 0 | 1-3 | 2 | 500 | 38 | 250 | 1940 | 34 | 120 | 2800 | 12 | 0 | 290 | 5500 | 0 | 0 | 1200 | 2400 | 3800 | 19 | 200 | 50 | 16 | 200 | 40 | 0 | 2 | 160 | 16 | 0 | 0 | 0 | 2 | 2500 | 5000 | W | 2500 | 150x10 | 100x10 | 150 | 14 | Single-sided | 120 | 12 | Cross | 12 | 400 | 1000 | 8 | 6 |  | 2921 | 1900 | 1.0664 | 47.2435 | 380 | 380 | 355 | 266 | 380 | 380 | 0.125 | 2821.7902 | 3124 | 0 | 0 | 1595000 | 11178291666.6667 | 0 | 0 | 7655.2759 | 172722.1625 | 5428.6721 | 86858.7537 | 346081987.7768 | 411131448.8889 | 0 | 4.0207e+12 | 176802.9651 | 250018643484.5533 | 1699.8832 | 1172.1168 | 147079898.6055 | 213305223.4425 | 149295608071.8585 | 48039297273.7564 | 176802.9651 | 250018643484.5533 | 1699.8832 | 1172.1168 | 147079898.6055 | 213305223.4425 | 149295608071.8585 | 48039297273.7564 | 176802.9651 | 250018643484.5533 | 1699.8832 | 1172.1168 | 147079898.6055 | 213305223.4425 | 149295608071.8585 | 48039297273.7564 | 424714.6516 | 588693664353.306 | 645.181 | 2226.819 | 912447272.2194 | 264365298.834 | 774239651204.6453 | 234610855423.4957 | 259440.1939 | 434458180516.3342 | 1124.3524 | 1747.6476 | 386407488.4896 | 248595984.8574 | 357610289116.1207 | 234610855423.4957 | 189886.9131 | 290450258588.5089 | 1574.5538 | 1297.4462 | 184465121.7702 | 223863046.3103 | 774239651204.6453 | 234610855423.4957 | 181164.2811 | 264142700868.9348 | 1656.0953 | 1215.9047 | 159497285.7373 | 217239636.356 | 357610289116.1207 | 234610855423.4957 | 1006i | 176802.9651 | 250018643484.553 | 1699.8832 | 1172.1168 | 147079898.6055 | 213305223.4425 | 149295608071.859 | 48039297273.7564 | 176802.9651 | 250018643484.553 | 1699.8832 | 1172.1168 | 147079898.6055 | 213305223.4425 | 149295608071.859 | 48039297273.7564 | 176802.9651 | 250018643484.553 | 1699.8832 | 1172.1168 | 147079898.6055 | 213305223.4425 | 149295608071.859 | 48039297273.7564 | 424714.6516 | 588693664353.306 | 645.181 | 2226.819 | 912447272.2194 | 264365298.834 | 774239651204.646 | 234610855423.496 | 259440.1939 | 434458180516.334 | 1124.3524 | 1747.6476 | 386407488.4896 | 248595984.8574 | 357610289116.121 | 234610855423.496 | 189886.9131 | 290450258588.509 | 1574.5538 | 1297.4462 | 184465121.7702 | 223863046.3103 | 774239651204.646 | 234610855423.496 | 181164.2811 | 264142700868.935 | 1656.0953 | 1215.9047 | 159497285.7373 | 217239636.356 | 357610289116.121 | 234610855423.496 | 0 | 0.00030518 | 3.4106e-12 | -3.4106e-12 | 3.5763e-07 | -3.8743e-07 | -0.00048828 | 0 | 0 | 0.00030518 | 3.4106e-12 | -3.4106e-12 | 3.5763e-07 | -3.8743e-07 | -0.00048828 | 0 | 0 | 0.00030518 | 3.4106e-12 | -3.4106e-12 | 3.5763e-07 | -3.8743e-07 | -0.00048828 | 0 | -5.8208e-10 | 0 | 9.0949e-13 | 0 | -1.1921e-06 | 4.7684e-07 | 0 | -0.00030518 | -2.9104e-10 | 0 | -2.0464e-12 | 2.0464e-12 | 0 | -3.8743e-07 | 0 | -0.00030518 | 0 | 0 | 4.0927e-12 | -4.0927e-12 | 0 | 0 | 0 | -0.00030518 | 0 | 0 | -4.7748e-12 | 4.7748e-12 | 5.0664e-07 | 2.9802e-07 | 0 | -0.00030518
| 106j | 21.9 | 0 | 1-3 | 2 | 500 | 38 | 250 | 1940 | 34 | 120 | 2800 | 12 | 0 | 290 | 5500 | 0 | 0 | 1200 | 2400 | 3800 | 19 | 200 | 50 | 16 | 200 | 40 | 0 | 2 | 160 | 16 | 0 | 0 | 0 | 2 | 2500 | 5000 | W | 2500 | 150x10 | 100x10 | 150 | 14 | Single-sided | 120 | 12 |  |  |  |  | 8 | 6 |  | 2921 | 1900 | 1.0664 | 47.2435 | 380 | 380 | 355 | 266 | 380 | 380 | 0.125 | 2821.7902 | 3124 | 0 | 0 | 1595000 | 11178291666.6667 | 0 | 0 | 7655.2759 | 172722.1625 | 5428.6721 | 86858.7537 | 346081987.7768 | 411131448.8889 | 0 | 4.0207e+12 | 176802.9651 | 250018643484.5533 | 1699.8832 | 1172.1168 | 147079898.6055 | 213305223.4425 | 149295608071.8585 | 48039297273.7564 | 176802.9651 | 250018643484.5533 | 1699.8832 | 1172.1168 | 147079898.6055 | 213305223.4425 | 149295608071.8585 | 48039297273.7564 | 176802.9651 | 250018643484.5533 | 1699.8832 | 1172.1168 | 147079898.6055 | 213305223.4425 | 149295608071.8585 | 48039297273.7564 | 424714.6516 | 588693664353.306 | 645.181 | 2226.819 | 912447272.2194 | 264365298.834 | 774239651204.6453 | 234610855423.4957 | 259440.1939 | 434458180516.3342 | 1124.3524 | 1747.6476 | 386407488.4896 | 248595984.8574 | 357610289116.1207 | 234610855423.4957 | 189886.9131 | 290450258588.5089 | 1574.5538 | 1297.4462 | 184465121.7702 | 223863046.3103 | 774239651204.6453 | 234610855423.4957 | 181164.2811 | 264142700868.9348 | 1656.0953 | 1215.9047 | 159497285.7373 | 217239636.356 | 357610289116.1207 | 234610855423.4957 | 1006j | 176802.9651 | 250018643484.553 | 1699.8832 | 1172.1168 | 147079898.6055 | 213305223.4425 | 149295608071.859 | 48039297273.7564 | 176802.9651 | 250018643484.553 | 1699.8832 | 1172.1168 | 147079898.6055 | 213305223.4425 | 149295608071.859 | 48039297273.7564 | 176802.9651 | 250018643484.553 | 1699.8832 | 1172.1168 | 147079898.6055 | 213305223.4425 | 149295608071.859 | 48039297273.7564 | 424714.6516 | 588693664353.306 | 645.181 | 2226.819 | 912447272.2194 | 264365298.834 | 774239651204.646 | 234610855423.496 | 259440.1939 | 434458180516.334 | 1124.3524 | 1747.6476 | 386407488.4896 | 248595984.8574 | 357610289116.121 | 234610855423.496 | 189886.9131 | 290450258588.509 | 1574.5538 | 1297.4462 | 184465121.7702 | 223863046.3103 | 774239651204.646 | 234610855423.496 | 181164.2811 | 264142700868.935 | 1656.0953 | 1215.9047 | 159497285.7373 | 217239636.356 | 357610289116.121 | 234610855423.496 | 0 | 0.00030518 | 3.4106e-12 | -3.4106e-12 | 3.5763e-07 | -3.8743e-07 | -0.00048828 | 0 | 0 | 0.00030518 | 3.4106e-12 | -3.4106e-12 | 3.5763e-07 | -3.8743e-07 | -0.00048828 | 0 | 0 | 0.00030518 | 3.4106e-12 | -3.4106e-12 | 3.5763e-07 | -3.8743e-07 | -0.00048828 | 0 | -5.8208e-10 | 0 | 9.0949e-13 | 0 | -1.1921e-06 | 4.7684e-07 | 0 | -0.00030518 | -2.9104e-10 | 0 | -2.0464e-12 | 2.0464e-12 | 0 | -3.8743e-07 | 0 | -0.00030518 | 0 | 0 | 4.0927e-12 | -4.0927e-12 | 0 | 0 | 0 | -0.00030518 | 0 | 0 | -4.7748e-12 | 4.7748e-12 | 5.0664e-07 | 2.9802e-07 | 0 | -0.00030518
107 | 107i | 21.9 | 0 | 1-4 | 2 | 600 | 40 | 250 | 1940 | 40 | 120 | 2800 | 12 | 0 | 290 | 5500 | 0 | 0 | 1200 | 2400 | 3800 | 19 | 200 | 50 | 16 | 200 | 40 | 0 | 2 | 160 | 16 | 0 | 0 | 0 | 2 | 2500 | 5000 | W | 2500 | 175x15 | 100x10 | 150 | 14 | Single-sided | 120 | 12 |  |  |  |  | 8 | 6 |  | 5021 | 1900 | 1.8118 | 47.2435 | 380 | 380 | 355 | 266 | 380 | 380 | 0.125 | 2821.7902 | 3130 | 0 | 0 | 1595000 | 11178291666.6667 | 0 | 0 | 7655.2759 | 172722.1625 | 5428.6721 | 86858.7537 | 346081987.7768 | 411131448.8889 | 0 | 4.0207e+12 | 198442.9651 | 294458361973.7598 | 1685.8661 | 1194.1339 | 174662958.1814 | 246587392.4069 | 162354633405.1919 | 72562465391.25 | 198442.9651 | 294458361973.7598 | 1685.8661 | 1194.1339 | 174662958.1814 | 246587392.4069 | 162354633405.1919 | 72562465391.25 | 198442.9651 | 294458361973.7598 | 1685.8661 | 1194.1339 | 174662958.1814 | 246587392.4069 | 162354633405.1919 | 72562465391.25 | 446354.6516 | 649687231067.524 | 691.1937 | 2188.8063 | 939949525.0884 | 296822630.6811 | 787298676537.9786 | 238639389909.9699 | 281080.1939 | 482152011680.1017 | 1159.3537 | 1720.6463 | 415879998.3456 | 280215643.1292 | 370669314449.4541 | 238639389909.9699 | 211526.9131 | 334483056239.5226 | 1574.3491 | 1305.6509 | 212457990.9904 | 256181087.5302 | 787298676537.9786 | 238639389909.9699 | 202804.2811 | 308371923533.2458 | 1647.095 | 1232.905 | 187221698.1672 | 250118155.3504 | 370669314449.4541 | 238639389909.9699 | 1007i | 198442.9651 | 294458361973.76 | 1685.8661 | 1194.1339 | 174662958.1814 | 246587392.4069 | 162354633405.192 | 72562465391.25 | 198442.9651 | 294458361973.76 | 1685.8661 | 1194.1339 | 174662958.1814 | 246587392.4069 | 162354633405.192 | 72562465391.25 | 198442.9651 | 294458361973.76 | 1685.8661 | 1194.1339 | 174662958.1814 | 246587392.4069 | 162354633405.192 | 72562465391.25 | 446354.6516 | 649687231067.524 | 691.1937 | 2188.8063 | 939949525.0884 | 296822630.6811 | 787298676537.979 | 238639389909.97 | 281080.1939 | 482152011680.102 | 1159.3537 | 1720.6463 | 415879998.3456 | 280215643.1292 | 370669314449.454 | 238639389909.97 | 211526.9131 | 334483056239.523 | 1574.3491 | 1305.6509 | 212457990.9904 | 256181087.5302 | 787298676537.979 | 238639389909.97 | 202804.2811 | 308371923533.246 | 1647.095 | 1232.905 | 187221698.1672 | 250118155.3504 | 370669314449.454 | 238639389909.97 | 0 | 0 | -3.638e-12 | 3.638e-12 | -2.3842e-07 | 0 | 0 | 0 | 0 | 0 | -3.638e-12 | 3.638e-12 | -2.3842e-07 | 0 | 0 | 0 | 0 | 0 | -3.638e-12 | 3.638e-12 | -2.3842e-07 | 0 | 0 | 0 | -5.8208e-10 | 0 | 9.0949e-13 | 0 | -1.1921e-06 | 0 | 0 | 0 | 0 | 0 | 2.5011e-12 | -2.5011e-12 | 0 | 0 | 0 | 0 | 0 | 0 | 2.2737e-12 | -2.2737e-12 | -3.8743e-07 | 0 | 0 | 0 | 0 | 0 | 1.819e-12 | -1.819e-12 | -2.3842e-07 | 0 | 0 | 0
| 107j | 26.9 | 0 | 1-4 | 2 | 600 | 40 | 250 | 1940 | 40 | 120 | 2800 | 12 | 0 | 290 | 5500 | 0 | 0 | 1200 | 2400 | 3800 | 19 | 200 | 50 | 16 | 200 | 40 | 0 | 2 | 160 | 16 | 0 | 0 | 0 | 2 | 2500 | 5000 | W | 2500 | 175x15 | 100x10 | 150 | 14 | Single-sided | 120 | 12 | Cross | 12 | 400 | 1000 | 8 | 6 |  | 5021 | 1900 | 1.8118 | 47.2435 | 380 | 380 | 355 | 266 | 380 | 380 | 0.125 | 2821.7902 | 3130 | 0 | 0 | 1595000 | 11178291666.6667 | 0 | 0 | 7655.2759 | 172722.1625 | 5428.6721 | 86858.7537 | 346081987.7768 | 411131448.8889 | 0 | 4.0207e+12 | 198442.9651 | 294458361973.7598 | 1685.8661 | 1194.1339 | 174662958.1814 | 246587392.4069 | 162354633405.1919 | 72562465391.25 | 198442.9651 | 294458361973.7598 | 1685.8661 | 1194.1339 | 174662958.1814 | 246587392.4069 | 162354633405.1919 | 72562465391.25 | 198442.9651 | 294458361973.7598 | 1685.8661 | 1194.1339 | 174662958.1814 | 246587392.4069 | 162354633405.1919 | 72562465391.25 | 446354.6516 | 649687231067.524 | 691.1937 | 2188.8063 | 939949525.0884 | 296822630.6811 | 787298676537.9786 | 238639389909.9699 | 281080.1939 | 482152011680.1017 | 1159.3537 | 1720.6463 | 415879998.3456 | 280215643.1292 | 370669314449.4541 | 238639389909.9699 | 211526.9131 | 334483056239.5226 | 1574.3491 | 1305.6509 | 212457990.9904 | 256181087.5302 | 787298676537.9786 | 238639389909.9699 | 202804.2811 | 308371923533.2458 | 1647.095 | 1232.905 | 187221698.1672 | 250118155.3504 | 370669314449.4541 | 238639389909.9699 | 1007j | 198442.9651 | 294458361973.76 | 1685.8661 | 1194.1339 | 174662958.1814 | 246587392.4069 | 162354633405.192 | 72562465391.25 | 198442.9651 | 294458361973.76 | 1685.8661 | 1194.1339 | 174662958.1814 | 246587392.4069 | 162354633405.192 | 72562465391.25 | 198442.9651 | 294458361973.76 | 1685.8661 | 1194.1339 | 174662958.1814 | 246587392.4069 | 162354633405.192 | 72562465391.25 | 446354.6516 | 649687231067.524 | 691.1937 | 2188.8063 | 939949525.0884 | 296822630.6811 | 787298676537.979 | 238639389909.97 | 281080.1939 | 482152011680.102 | 1159.3537 | 1720.6463 | 415879998.3456 | 280215643.1292 | 370669314449.454 | 238639389909.97 | 211526.9131 | 334483056239.523 | 1574.3491 | 1305.6509 | 212457990.9904 | 256181087.5302 | 787298676537.979 | 238639389909.97 | 202804.2811 | 308371923533.246 | 1647.095 | 1232.905 | 187221698.1672 | 250118155.3504 | 370669314449.454 | 238639389909.97 | 0 | 0 | -3.638e-12 | 3.638e-12 | -2.3842e-07 | 0 | 0 | 0 | 0 | 0 | -3.638e-12 | 3.638e-12 | -2.3842e-07 | 0 | 0 | 0 | 0 | 0 | -3.638e-12 | 3.638e-12 | -2.3842e-07 | 0 | 0 | 0 | -5.8208e-10 | 0 | 9.0949e-13 | 0 | -1.1921e-06 | 0 | 0 | 0 | 0 | 0 | 2.5011e-12 | -2.5011e-12 | 0 | 0 | 0 | 0 | 0 | 0 | 2.2737e-12 | -2.2737e-12 | -3.8743e-07 | 0 | 0 | 0 | 0 | 0 | 1.819e-12 | -1.819e-12 | -2.3842e-07 | 0 | 0 | 0
108 | 108i | 26.9 | 0 | 1-4 | 2 | 600 | 40 | 250 | 1940 | 40 | 120 | 2800 | 12 | 0 | 290 | 5500 | 0 | 0 | 1200 | 2400 | 3800 | 19 | 200 | 50 | 16 | 200 | 40 | 0 | 2 | 160 | 16 | 0 | 0 | 0 | 2 | 2500 | 5000 | W | 2500 | 175x15 | 100x10 | 150 | 14 | Single-sided | 120 | 12 | Cross | 12 | 400 | 1000 | 8 | 6 |  | 5021 | 1900 | 1.8118 | 47.2435 | 380 | 380 | 355 | 266 | 380 | 380 | 0.125 | 2821.7902 | 3130 | 0 | 0 | 1595000 | 11178291666.6667 | 0 | 0 | 7655.2759 | 172722.1625 | 5428.6721 | 86858.7537 | 346081987.7768 | 411131448.8889 | 0 | 4.0207e+12 | 198442.9651 | 294458361973.7598 | 1685.8661 | 1194.1339 | 174662958.1814 | 246587392.4069 | 162354633405.1919 | 72562465391.25 | 198442.9651 | 294458361973.7598 | 1685.8661 | 1194.1339 | 174662958.1814 | 246587392.4069 | 162354633405.1919 | 72562465391.25 | 198442.9651 | 294458361973.7598 | 1685.8661 | 1194.1339 | 174662958.1814 | 246587392.4069 | 162354633405.1919 | 72562465391.25 | 446354.6516 | 649687231067.524 | 691.1937 | 2188.8063 | 939949525.0884 | 296822630.6811 | 787298676537.9786 | 238639389909.9699 | 281080.1939 | 482152011680.1017 | 1159.3537 | 1720.6463 | 415879998.3456 | 280215643.1292 | 370669314449.4541 | 238639389909.9699 | 211526.9131 | 334483056239.5226 | 1574.3491 | 1305.6509 | 212457990.9904 | 256181087.5302 | 787298676537.9786 | 238639389909.9699 | 202804.2811 | 308371923533.2458 | 1647.095 | 1232.905 | 187221698.1672 | 250118155.3504 | 370669314449.4541 | 238639389909.9699 | 1008i | 198442.9651 | 294458361973.76 | 1685.8661 | 1194.1339 | 174662958.1814 | 246587392.4069 | 162354633405.192 | 72562465391.25 | 198442.9651 | 294458361973.76 | 1685.8661 | 1194.1339 | 174662958.1814 | 246587392.4069 | 162354633405.192 | 72562465391.25 | 198442.9651 | 294458361973.76 | 1685.8661 | 1194.1339 | 174662958.1814 | 246587392.4069 | 162354633405.192 | 72562465391.25 | 446354.6516 | 649687231067.524 | 691.1937 | 2188.8063 | 939949525.0884 | 296822630.6811 | 787298676537.979 | 238639389909.97 | 281080.1939 | 482152011680.102 | 1159.3537 | 1720.6463 | 415879998.3456 | 280215643.1292 | 370669314449.454 | 238639389909.97 | 211526.9131 | 334483056239.523 | 1574.3491 | 1305.6509 | 212457990.9904 | 256181087.5302 | 787298676537.979 | 238639389909.97 | 202804.2811 | 308371923533.246 | 1647.095 | 1232.905 | 187221698.1672 | 250118155.3504 | 370669314449.454 | 238639389909.97 | 0 | 0 | -3.638e-12 | 3.638e-12 | -2.3842e-07 | 0 | 0 | 0 | 0 | 0 | -3.638e-12 | 3.638e-12 | -2.3842e-07 | 0 | 0 | 0 | 0 | 0 | -3.638e-12 | 3.638e-12 | -2.3842e-07 | 0 | 0 | 0 | -5.8208e-10 | 0 | 9.0949e-13 | 0 | -1.1921e-06 | 0 | 0 | 0 | 0 | 0 | 2.5011e-12 | -2.5011e-12 | 0 | 0 | 0 | 0 | 0 | 0 | 2.2737e-12 | -2.2737e-12 | -3.8743e-07 | 0 | 0 | 0 | 0 | 0 | 1.819e-12 | -1.819e-12 | -2.3842e-07 | 0 | 0 | 0
| 108j | 31.9 | 0 | 1-4 | 2 | 600 | 40 | 250 | 1940 | 40 | 120 | 2800 | 12 | 0 | 290 | 5500 | 0 | 0 | 1200 | 2400 | 3800 | 19 | 200 | 50 | 16 | 200 | 40 | 0 | 2 | 160 | 16 | 0 | 0 | 0 | 2 | 2500 | 5000 | W | 2500 | 175x15 | 100x10 | 150 | 14 | Single-sided | 120 | 12 |  |  |  |  | 8 | 6 |  | 5021 | 1900 | 1.8118 | 47.2435 | 380 | 380 | 355 | 266 | 380 | 380 | 0.125 | 2821.7902 | 3130 | 0 | 0 | 1595000 | 11178291666.6667 | 0 | 0 | 7655.2759 | 172722.1625 | 5428.6721 | 86858.7537 | 346081987.7768 | 411131448.8889 | 0 | 4.0207e+12 | 198442.9651 | 294458361973.7598 | 1685.8661 | 1194.1339 | 174662958.1814 | 246587392.4069 | 162354633405.1919 | 72562465391.25 | 198442.9651 | 294458361973.7598 | 1685.8661 | 1194.1339 | 174662958.1814 | 246587392.4069 | 162354633405.1919 | 72562465391.25 | 198442.9651 | 294458361973.7598 | 1685.8661 | 1194.1339 | 174662958.1814 | 246587392.4069 | 162354633405.1919 | 72562465391.25 | 446354.6516 | 649687231067.524 | 691.1937 | 2188.8063 | 939949525.0884 | 296822630.6811 | 787298676537.9786 | 238639389909.9699 | 281080.1939 | 482152011680.1017 | 1159.3537 | 1720.6463 | 415879998.3456 | 280215643.1292 | 370669314449.4541 | 238639389909.9699 | 211526.9131 | 334483056239.5226 | 1574.3491 | 1305.6509 | 212457990.9904 | 256181087.5302 | 787298676537.9786 | 238639389909.9699 | 202804.2811 | 308371923533.2458 | 1647.095 | 1232.905 | 187221698.1672 | 250118155.3504 | 370669314449.4541 | 238639389909.9699 | 1008j | 198442.9651 | 294458361973.76 | 1685.8661 | 1194.1339 | 174662958.1814 | 246587392.4069 | 162354633405.192 | 72562465391.25 | 198442.9651 | 294458361973.76 | 1685.8661 | 1194.1339 | 174662958.1814 | 246587392.4069 | 162354633405.192 | 72562465391.25 | 198442.9651 | 294458361973.76 | 1685.8661 | 1194.1339 | 174662958.1814 | 246587392.4069 | 162354633405.192 | 72562465391.25 | 446354.6516 | 649687231067.524 | 691.1937 | 2188.8063 | 939949525.0884 | 296822630.6811 | 787298676537.979 | 238639389909.97 | 281080.1939 | 482152011680.102 | 1159.3537 | 1720.6463 | 415879998.3456 | 280215643.1292 | 370669314449.454 | 238639389909.97 | 211526.9131 | 334483056239.523 | 1574.3491 | 1305.6509 | 212457990.9904 | 256181087.5302 | 787298676537.979 | 238639389909.97 | 202804.2811 | 308371923533.246 | 1647.095 | 1232.905 | 187221698.1672 | 250118155.3504 | 370669314449.454 | 238639389909.97 | 0 | 0 | -3.638e-12 | 3.638e-12 | -2.3842e-07 | 0 | 0 | 0 | 0 | 0 | -3.638e-12 | 3.638e-12 | -2.3842e-07 | 0 | 0 | 0 | 0 | 0 | -3.638e-12 | 3.638e-12 | -2.3842e-07 | 0 | 0 | 0 | -5.8208e-10 | 0 | 9.0949e-13 | 0 | -1.1921e-06 | 0 | 0 | 0 | 0 | 0 | 2.5011e-12 | -2.5011e-12 | 0 | 0 | 0 | 0 | 0 | 0 | 2.2737e-12 | -2.2737e-12 | -3.8743e-07 | 0 | 0 | 0 | 0 | 0 | 1.819e-12 | -1.819e-12 | -2.3842e-07 | 0 | 0 | 0
109 | 109i | 31.9 | 0 | 1-4 | 2 | 600 | 40 | 250 | 1940 | 40 | 120 | 2800 | 12 | 0 | 290 | 5500 | 0 | 0 | 1200 | 2400 | 3800 | 19 | 200 | 50 | 16 | 200 | 40 | 0 | 2 | 160 | 16 | 0 | 0 | 0 | 2 | 2500 | 5000 | W | 2500 | 175x15 | 100x10 | 150 | 14 | Single-sided | 120 | 12 |  |  |  |  | 8 | 6 |  | 5021 | 1900 | 1.8118 | 47.2435 | 380 | 380 | 355 | 266 | 380 | 380 | 0.125 | 2821.7902 | 3130 | 0 | 0 | 1595000 | 11178291666.6667 | 0 | 0 | 7655.2759 | 172722.1625 | 5428.6721 | 86858.7537 | 346081987.7768 | 411131448.8889 | 0 | 4.0207e+12 | 198442.9651 | 294458361973.7598 | 1685.8661 | 1194.1339 | 174662958.1814 | 246587392.4069 | 162354633405.1919 | 72562465391.25 | 198442.9651 | 294458361973.7598 | 1685.8661 | 1194.1339 | 174662958.1814 | 246587392.4069 | 162354633405.1919 | 72562465391.25 | 198442.9651 | 294458361973.7598 | 1685.8661 | 1194.1339 | 174662958.1814 | 246587392.4069 | 162354633405.1919 | 72562465391.25 | 446354.6516 | 649687231067.524 | 691.1937 | 2188.8063 | 939949525.0884 | 296822630.6811 | 787298676537.9786 | 238639389909.9699 | 281080.1939 | 482152011680.1017 | 1159.3537 | 1720.6463 | 415879998.3456 | 280215643.1292 | 370669314449.4541 | 238639389909.9699 | 211526.9131 | 334483056239.5226 | 1574.3491 | 1305.6509 | 212457990.9904 | 256181087.5302 | 787298676537.9786 | 238639389909.9699 | 202804.2811 | 308371923533.2458 | 1647.095 | 1232.905 | 187221698.1672 | 250118155.3504 | 370669314449.4541 | 238639389909.9699 | 1009i | 198442.9651 | 294458361973.76 | 1685.8661 | 1194.1339 | 174662958.1814 | 246587392.4069 | 162354633405.192 | 72562465391.25 | 198442.9651 | 294458361973.76 | 1685.8661 | 1194.1339 | 174662958.1814 | 246587392.4069 | 162354633405.192 | 72562465391.25 | 198442.9651 | 294458361973.76 | 1685.8661 | 1194.1339 | 174662958.1814 | 246587392.4069 | 162354633405.192 | 72562465391.25 | 446354.6516 | 649687231067.524 | 691.1937 | 2188.8063 | 939949525.0884 | 296822630.6811 | 787298676537.979 | 238639389909.97 | 281080.1939 | 482152011680.102 | 1159.3537 | 1720.6463 | 415879998.3456 | 280215643.1292 | 370669314449.454 | 238639389909.97 | 211526.9131 | 334483056239.523 | 1574.3491 | 1305.6509 | 212457990.9904 | 256181087.5302 | 787298676537.979 | 238639389909.97 | 202804.2811 | 308371923533.246 | 1647.095 | 1232.905 | 187221698.1672 | 250118155.3504 | 370669314449.454 | 238639389909.97 | 0 | 0 | -3.638e-12 | 3.638e-12 | -2.3842e-07 | 0 | 0 | 0 | 0 | 0 | -3.638e-12 | 3.638e-12 | -2.3842e-07 | 0 | 0 | 0 | 0 | 0 | -3.638e-12 | 3.638e-12 | -2.3842e-07 | 0 | 0 | 0 | -5.8208e-10 | 0 | 9.0949e-13 | 0 | -1.1921e-06 | 0 | 0 | 0 | 0 | 0 | 2.5011e-12 | -2.5011e-12 | 0 | 0 | 0 | 0 | 0 | 0 | 2.2737e-12 | -2.2737e-12 | -3.8743e-07 | 0 | 0 | 0 | 0 | 0 | 1.819e-12 | -1.819e-12 | -2.3842e-07 | 0 | 0 | 0
| 109j | 36.9 | 0 | 1-4 | 2 | 600 | 40 | 250 | 1940 | 40 | 120 | 2800 | 12 | 0 | 290 | 5500 | 0 | 0 | 1200 | 2400 | 3800 | 19 | 200 | 50 | 16 | 200 | 40 | 0 | 2 | 160 | 16 | 0 | 0 | 0 | 2 | 2500 | 5000 | W | 2500 | 175x15 | 100x10 | 150 | 14 | Single-sided | 120 | 12 | Cross | 12 | 400 | 1000 | 8 | 6 |  | 5021 | 1900 | 1.8118 | 47.2435 | 380 | 380 | 355 | 266 | 380 | 380 | 0.125 | 2821.7902 | 3130 | 0 | 0 | 1595000 | 11178291666.6667 | 0 | 0 | 7655.2759 | 172722.1625 | 5428.6721 | 86858.7537 | 346081987.7768 | 411131448.8889 | 0 | 4.0207e+12 | 198442.9651 | 294458361973.7598 | 1685.8661 | 1194.1339 | 174662958.1814 | 246587392.4069 | 162354633405.1919 | 72562465391.25 | 198442.9651 | 294458361973.7598 | 1685.8661 | 1194.1339 | 174662958.1814 | 246587392.4069 | 162354633405.1919 | 72562465391.25 | 198442.9651 | 294458361973.7598 | 1685.8661 | 1194.1339 | 174662958.1814 | 246587392.4069 | 162354633405.1919 | 72562465391.25 | 446354.6516 | 649687231067.524 | 691.1937 | 2188.8063 | 939949525.0884 | 296822630.6811 | 787298676537.9786 | 238639389909.9699 | 281080.1939 | 482152011680.1017 | 1159.3537 | 1720.6463 | 415879998.3456 | 280215643.1292 | 370669314449.4541 | 238639389909.9699 | 211526.9131 | 334483056239.5226 | 1574.3491 | 1305.6509 | 212457990.9904 | 256181087.5302 | 787298676537.9786 | 238639389909.9699 | 202804.2811 | 308371923533.2458 | 1647.095 | 1232.905 | 187221698.1672 | 250118155.3504 | 370669314449.4541 | 238639389909.9699 | 1009j | 198442.9651 | 294458361973.76 | 1685.8661 | 1194.1339 | 174662958.1814 | 246587392.4069 | 162354633405.192 | 72562465391.25 | 198442.9651 | 294458361973.76 | 1685.8661 | 1194.1339 | 174662958.1814 | 246587392.4069 | 162354633405.192 | 72562465391.25 | 198442.9651 | 294458361973.76 | 1685.8661 | 1194.1339 | 174662958.1814 | 246587392.4069 | 162354633405.192 | 72562465391.25 | 446354.6516 | 649687231067.524 | 691.1937 | 2188.8063 | 939949525.0884 | 296822630.6811 | 787298676537.979 | 238639389909.97 | 281080.1939 | 482152011680.102 | 1159.3537 | 1720.6463 | 415879998.3456 | 280215643.1292 | 370669314449.454 | 238639389909.97 | 211526.9131 | 334483056239.523 | 1574.3491 | 1305.6509 | 212457990.9904 | 256181087.5302 | 787298676537.979 | 238639389909.97 | 202804.2811 | 308371923533.246 | 1647.095 | 1232.905 | 187221698.1672 | 250118155.3504 | 370669314449.454 | 238639389909.97 | 0 | 0 | -3.638e-12 | 3.638e-12 | -2.3842e-07 | 0 | 0 | 0 | 0 | 0 | -3.638e-12 | 3.638e-12 | -2.3842e-07 | 0 | 0 | 0 | 0 | 0 | -3.638e-12 | 3.638e-12 | -2.3842e-07 | 0 | 0 | 0 | -5.8208e-10 | 0 | 9.0949e-13 | 0 | -1.1921e-06 | 0 | 0 | 0 | 0 | 0 | 2.5011e-12 | -2.5011e-12 | 0 | 0 | 0 | 0 | 0 | 0 | 2.2737e-12 | -2.2737e-12 | -3.8743e-07 | 0 | 0 | 0 | 0 | 0 | 1.819e-12 | -1.819e-12 | -2.3842e-07 | 0 | 0 | 0
110 | 110i | 36.9 | 0 | 1-4 | 2 | 600 | 40 | 250 | 1940 | 40 | 120 | 2800 | 12 | 0 | 290 | 5500 | 0 | 0 | 1200 | 2400 | 3800 | 19 | 200 | 50 | 16 | 200 | 40 | 0 | 2 | 160 | 16 | 0 | 0 | 0 | 2 | 2500 | 5000 | W | 2500 | 175x15 | 100x10 | 150 | 14 | Single-sided | 120 | 12 | Cross | 12 | 400 | 1000 | 8 | 6 |  | 5021 | 1900 | 1.8118 | 47.2435 | 380 | 380 | 355 | 266 | 380 | 380 | 0.125 | 2821.7902 | 3130 | 0 | 0 | 1595000 | 11178291666.6667 | 0 | 0 | 7655.2759 | 172722.1625 | 5428.6721 | 86858.7537 | 346081987.7768 | 411131448.8889 | 0 | 4.0207e+12 | 198442.9651 | 294458361973.7598 | 1685.8661 | 1194.1339 | 174662958.1814 | 246587392.4069 | 162354633405.1919 | 72562465391.25 | 198442.9651 | 294458361973.7598 | 1685.8661 | 1194.1339 | 174662958.1814 | 246587392.4069 | 162354633405.1919 | 72562465391.25 | 198442.9651 | 294458361973.7598 | 1685.8661 | 1194.1339 | 174662958.1814 | 246587392.4069 | 162354633405.1919 | 72562465391.25 | 446354.6516 | 649687231067.524 | 691.1937 | 2188.8063 | 939949525.0884 | 296822630.6811 | 787298676537.9786 | 238639389909.9699 | 281080.1939 | 482152011680.1017 | 1159.3537 | 1720.6463 | 415879998.3456 | 280215643.1292 | 370669314449.4541 | 238639389909.9699 | 211526.9131 | 334483056239.5226 | 1574.3491 | 1305.6509 | 212457990.9904 | 256181087.5302 | 787298676537.9786 | 238639389909.9699 | 202804.2811 | 308371923533.2458 | 1647.095 | 1232.905 | 187221698.1672 | 250118155.3504 | 370669314449.4541 | 238639389909.9699 | 1010i | 198442.9651 | 294458361973.76 | 1685.8661 | 1194.1339 | 174662958.1814 | 246587392.4069 | 162354633405.192 | 72562465391.25 | 198442.9651 | 294458361973.76 | 1685.8661 | 1194.1339 | 174662958.1814 | 246587392.4069 | 162354633405.192 | 72562465391.25 | 198442.9651 | 294458361973.76 | 1685.8661 | 1194.1339 | 174662958.1814 | 246587392.4069 | 162354633405.192 | 72562465391.25 | 446354.6516 | 649687231067.524 | 691.1937 | 2188.8063 | 939949525.0884 | 296822630.6811 | 787298676537.979 | 238639389909.97 | 281080.1939 | 482152011680.102 | 1159.3537 | 1720.6463 | 415879998.3456 | 280215643.1292 | 370669314449.454 | 238639389909.97 | 211526.9131 | 334483056239.523 | 1574.3491 | 1305.6509 | 212457990.9904 | 256181087.5302 | 787298676537.979 | 238639389909.97 | 202804.2811 | 308371923533.246 | 1647.095 | 1232.905 | 187221698.1672 | 250118155.3504 | 370669314449.454 | 238639389909.97 | 0 | 0 | -3.638e-12 | 3.638e-12 | -2.3842e-07 | 0 | 0 | 0 | 0 | 0 | -3.638e-12 | 3.638e-12 | -2.3842e-07 | 0 | 0 | 0 | 0 | 0 | -3.638e-12 | 3.638e-12 | -2.3842e-07 | 0 | 0 | 0 | -5.8208e-10 | 0 | 9.0949e-13 | 0 | -1.1921e-06 | 0 | 0 | 0 | 0 | 0 | 2.5011e-12 | -2.5011e-12 | 0 | 0 | 0 | 0 | 0 | 0 | 2.2737e-12 | -2.2737e-12 | -3.8743e-07 | 0 | 0 | 0 | 0 | 0 | 1.819e-12 | -1.819e-12 | -2.3842e-07 | 0 | 0 | 0
| 110j | 41.9 | 0 | 1-4 | 2 | 600 | 40 | 250 | 1940 | 40 | 120 | 2800 | 12 | 0 | 290 | 5500 | 0 | 0 | 1200 | 2400 | 3800 | 19 | 200 | 50 | 16 | 200 | 40 | 0 | 2 | 160 | 16 | 0 | 0 | 0 | 2 | 2500 | 5000 | W | 2500 | 175x15 | 100x10 | 150 | 14 | Single-sided | 120 | 12 | Cross | 12 | 400 | 1000 | 8 | 6 |  | 5021 | 1900 | 1.8118 | 47.2435 | 380 | 380 | 355 | 266 | 380 | 380 | 0.125 | 2821.7902 | 3130 | 0 | 0 | 1595000 | 11178291666.6667 | 0 | 0 | 7655.2759 | 172722.1625 | 5428.6721 | 86858.7537 | 346081987.7768 | 411131448.8889 | 0 | 4.0207e+12 | 198442.9651 | 294458361973.7598 | 1685.8661 | 1194.1339 | 174662958.1814 | 246587392.4069 | 162354633405.1919 | 72562465391.25 | 198442.9651 | 294458361973.7598 | 1685.8661 | 1194.1339 | 174662958.1814 | 246587392.4069 | 162354633405.1919 | 72562465391.25 | 198442.9651 | 294458361973.7598 | 1685.8661 | 1194.1339 | 174662958.1814 | 246587392.4069 | 162354633405.1919 | 72562465391.25 | 446354.6516 | 649687231067.524 | 691.1937 | 2188.8063 | 939949525.0884 | 296822630.6811 | 787298676537.9786 | 238639389909.9699 | 281080.1939 | 482152011680.1017 | 1159.3537 | 1720.6463 | 415879998.3456 | 280215643.1292 | 370669314449.4541 | 238639389909.9699 | 211526.9131 | 334483056239.5226 | 1574.3491 | 1305.6509 | 212457990.9904 | 256181087.5302 | 787298676537.9786 | 238639389909.9699 | 202804.2811 | 308371923533.2458 | 1647.095 | 1232.905 | 187221698.1672 | 250118155.3504 | 370669314449.4541 | 238639389909.9699 | 1010j | 198442.9651 | 294458361973.76 | 1685.8661 | 1194.1339 | 174662958.1814 | 246587392.4069 | 162354633405.192 | 72562465391.25 | 198442.9651 | 294458361973.76 | 1685.8661 | 1194.1339 | 174662958.1814 | 246587392.4069 | 162354633405.192 | 72562465391.25 | 198442.9651 | 294458361973.76 | 1685.8661 | 1194.1339 | 174662958.1814 | 246587392.4069 | 162354633405.192 | 72562465391.25 | 446354.6516 | 649687231067.524 | 691.1937 | 2188.8063 | 939949525.0884 | 296822630.6811 | 787298676537.979 | 238639389909.97 | 281080.1939 | 482152011680.102 | 1159.3537 | 1720.6463 | 415879998.3456 | 280215643.1292 | 370669314449.454 | 238639389909.97 | 211526.9131 | 334483056239.523 | 1574.3491 | 1305.6509 | 212457990.9904 | 256181087.5302 | 787298676537.979 | 238639389909.97 | 202804.2811 | 308371923533.246 | 1647.095 | 1232.905 | 187221698.1672 | 250118155.3504 | 370669314449.454 | 238639389909.97 | 0 | 0 | -3.638e-12 | 3.638e-12 | -2.3842e-07 | 0 | 0 | 0 | 0 | 0 | -3.638e-12 | 3.638e-12 | -2.3842e-07 | 0 | 0 | 0 | 0 | 0 | -3.638e-12 | 3.638e-12 | -2.3842e-07 | 0 | 0 | 0 | -5.8208e-10 | 0 | 9.0949e-13 | 0 | -1.1921e-06 | 0 | 0 | 0 | 0 | 0 | 2.5011e-12 | -2.5011e-12 | 0 | 0 | 0 | 0 | 0 | 0 | 2.2737e-12 | -2.2737e-12 | -3.8743e-07 | 0 | 0 | 0 | 0 | 0 | 1.819e-12 | -1.819e-12 | -2.3842e-07 | 0 | 0 | 0
111 | 111i | 41.9 | 0 | 1-4 | 2 | 600 | 40 | 250 | 1940 | 40 | 120 | 2800 | 12 | 0 | 290 | 5500 | 0 | 0 | 1200 | 2400 | 3800 | 19 | 200 | 50 | 16 | 200 | 40 | 0 | 2 | 160 | 16 | 0 | 0 | 0 | 2 | 2500 | 5000 | W | 2500 | 175x15 | 100x10 | 150 | 14 | Single-sided | 120 | 12 | Cross | 12 | 400 | 1000 | 8 | 6 |  | 5021 | 1900 | 1.8118 | 47.2435 | 380 | 380 | 355 | 266 | 380 | 380 | 0.125 | 2821.7902 | 3130 | 0 | 0 | 1595000 | 11178291666.6667 | 0 | 0 | 7655.2759 | 172722.1625 | 5428.6721 | 86858.7537 | 346081987.7768 | 411131448.8889 | 0 | 4.0207e+12 | 198442.9651 | 294458361973.7598 | 1685.8661 | 1194.1339 | 174662958.1814 | 246587392.4069 | 162354633405.1919 | 72562465391.25 | 198442.9651 | 294458361973.7598 | 1685.8661 | 1194.1339 | 174662958.1814 | 246587392.4069 | 162354633405.1919 | 72562465391.25 | 198442.9651 | 294458361973.7598 | 1685.8661 | 1194.1339 | 174662958.1814 | 246587392.4069 | 162354633405.1919 | 72562465391.25 | 446354.6516 | 649687231067.524 | 691.1937 | 2188.8063 | 939949525.0884 | 296822630.6811 | 787298676537.9786 | 238639389909.9699 | 281080.1939 | 482152011680.1017 | 1159.3537 | 1720.6463 | 415879998.3456 | 280215643.1292 | 370669314449.4541 | 238639389909.9699 | 211526.9131 | 334483056239.5226 | 1574.3491 | 1305.6509 | 212457990.9904 | 256181087.5302 | 787298676537.9786 | 238639389909.9699 | 202804.2811 | 308371923533.2458 | 1647.095 | 1232.905 | 187221698.1672 | 250118155.3504 | 370669314449.4541 | 238639389909.9699 | 1011i | 198442.9651 | 294458361973.76 | 1685.8661 | 1194.1339 | 174662958.1814 | 246587392.4069 | 162354633405.192 | 72562465391.25 | 198442.9651 | 294458361973.76 | 1685.8661 | 1194.1339 | 174662958.1814 | 246587392.4069 | 162354633405.192 | 72562465391.25 | 198442.9651 | 294458361973.76 | 1685.8661 | 1194.1339 | 174662958.1814 | 246587392.4069 | 162354633405.192 | 72562465391.25 | 446354.6516 | 649687231067.524 | 691.1937 | 2188.8063 | 939949525.0884 | 296822630.6811 | 787298676537.979 | 238639389909.97 | 281080.1939 | 482152011680.102 | 1159.3537 | 1720.6463 | 415879998.3456 | 280215643.1292 | 370669314449.454 | 238639389909.97 | 211526.9131 | 334483056239.523 | 1574.3491 | 1305.6509 | 212457990.9904 | 256181087.5302 | 787298676537.979 | 238639389909.97 | 202804.2811 | 308371923533.246 | 1647.095 | 1232.905 | 187221698.1672 | 250118155.3504 | 370669314449.454 | 238639389909.97 | 0 | 0 | -3.638e-12 | 3.638e-12 | -2.3842e-07 | 0 | 0 | 0 | 0 | 0 | -3.638e-12 | 3.638e-12 | -2.3842e-07 | 0 | 0 | 0 | 0 | 0 | -3.638e-12 | 3.638e-12 | -2.3842e-07 | 0 | 0 | 0 | -5.8208e-10 | 0 | 9.0949e-13 | 0 | -1.1921e-06 | 0 | 0 | 0 | 0 | 0 | 2.5011e-12 | -2.5011e-12 | 0 | 0 | 0 | 0 | 0 | 0 | 2.2737e-12 | -2.2737e-12 | -3.8743e-07 | 0 | 0 | 0 | 0 | 0 | 1.819e-12 | -1.819e-12 | -2.3842e-07 | 0 | 0 | 0
| 111j | 46.9 | 0 | 1-4 | 2 | 600 | 40 | 250 | 1940 | 40 | 120 | 2800 | 12 | 0 | 290 | 5500 | 0 | 0 | 1200 | 2400 | 3800 | 19 | 200 | 50 | 16 | 200 | 40 | 0 | 2 | 160 | 16 | 0 | 0 | 0 | 2 | 2500 | 5000 | W | 2500 | 175x15 | 100x10 | 150 | 14 | Single-sided | 120 | 12 |  |  |  |  | 8 | 6 |  | 5021 | 1900 | 1.8118 | 47.2435 | 380 | 380 | 355 | 266 | 380 | 380 | 0.125 | 2821.7902 | 3130 | 0 | 0 | 1595000 | 11178291666.6667 | 0 | 0 | 7655.2759 | 172722.1625 | 5428.6721 | 86858.7537 | 346081987.7768 | 411131448.8889 | 0 | 4.0207e+12 | 198442.9651 | 294458361973.7598 | 1685.8661 | 1194.1339 | 174662958.1814 | 246587392.4069 | 162354633405.1919 | 72562465391.25 | 198442.9651 | 294458361973.7598 | 1685.8661 | 1194.1339 | 174662958.1814 | 246587392.4069 | 162354633405.1919 | 72562465391.25 | 198442.9651 | 294458361973.7598 | 1685.8661 | 1194.1339 | 174662958.1814 | 246587392.4069 | 162354633405.1919 | 72562465391.25 | 446354.6516 | 649687231067.524 | 691.1937 | 2188.8063 | 939949525.0884 | 296822630.6811 | 787298676537.9786 | 238639389909.9699 | 281080.1939 | 482152011680.1017 | 1159.3537 | 1720.6463 | 415879998.3456 | 280215643.1292 | 370669314449.4541 | 238639389909.9699 | 211526.9131 | 334483056239.5226 | 1574.3491 | 1305.6509 | 212457990.9904 | 256181087.5302 | 787298676537.9786 | 238639389909.9699 | 202804.2811 | 308371923533.2458 | 1647.095 | 1232.905 | 187221698.1672 | 250118155.3504 | 370669314449.4541 | 238639389909.9699 | 1011j | 198442.9651 | 294458361973.76 | 1685.8661 | 1194.1339 | 174662958.1814 | 246587392.4069 | 162354633405.192 | 72562465391.25 | 198442.9651 | 294458361973.76 | 1685.8661 | 1194.1339 | 174662958.1814 | 246587392.4069 | 162354633405.192 | 72562465391.25 | 198442.9651 | 294458361973.76 | 1685.8661 | 1194.1339 | 174662958.1814 | 246587392.4069 | 162354633405.192 | 72562465391.25 | 446354.6516 | 649687231067.524 | 691.1937 | 2188.8063 | 939949525.0884 | 296822630.6811 | 787298676537.979 | 238639389909.97 | 281080.1939 | 482152011680.102 | 1159.3537 | 1720.6463 | 415879998.3456 | 280215643.1292 | 370669314449.454 | 238639389909.97 | 211526.9131 | 334483056239.523 | 1574.3491 | 1305.6509 | 212457990.9904 | 256181087.5302 | 787298676537.979 | 238639389909.97 | 202804.2811 | 308371923533.246 | 1647.095 | 1232.905 | 187221698.1672 | 250118155.3504 | 370669314449.454 | 238639389909.97 | 0 | 0 | -3.638e-12 | 3.638e-12 | -2.3842e-07 | 0 | 0 | 0 | 0 | 0 | -3.638e-12 | 3.638e-12 | -2.3842e-07 | 0 | 0 | 0 | 0 | 0 | -3.638e-12 | 3.638e-12 | -2.3842e-07 | 0 | 0 | 0 | -5.8208e-10 | 0 | 9.0949e-13 | 0 | -1.1921e-06 | 0 | 0 | 0 | 0 | 0 | 2.5011e-12 | -2.5011e-12 | 0 | 0 | 0 | 0 | 0 | 0 | 2.2737e-12 | -2.2737e-12 | -3.8743e-07 | 0 | 0 | 0 | 0 | 0 | 1.819e-12 | -1.819e-12 | -2.3842e-07 | 0 | 0 | 0
112 | 112i | 46.9 | 0 | 1-5 | 2 | 500 | 36 | 250 | 1940 | 32 | 120 | 2800 | 12 | 0 | 290 | 5500 | 0 | 0 | 1200 | 2400 | 3800 | 19 | 200 | 50 | 16 | 200 | 40 | 0 | 2 | 160 | 16 | 0 | 0 | 0 | 2 | 2500 | 5000 | W | 2500 | 150x10 | 100x10 | 150 | 14 | Single-sided | 120 | 12 |  |  |  |  | 8 | 6 |  | 2921 | 1900 | 1.0654 | 47.2435 | 380 | 380 | 355 | 266 | 380 | 380 | 0.125 | 2821.7902 | 3122 | 0 | 0 | 1595000 | 11178291666.6667 | 0 | 0 | 7655.2759 | 172722.1625 | 5428.6721 | 86858.7537 | 346081987.7768 | 411131448.8889 | 0 | 4.0207e+12 | 170922.9651 | 238917070787.5154 | 1691.1774 | 1176.8226 | 141272624.0279 | 203018767.1141 | 145157044071.8585 | 47905662980.3902 | 170922.9651 | 238917070787.5154 | 1691.1774 | 1176.8226 | 141272624.0279 | 203018767.1141 | 145157044071.8585 | 47905662980.3902 | 170922.9651 | 238917070787.5154 | 1691.1774 | 1176.8226 | 141272624.0279 | 203018767.1141 | 145157044071.8585 | 47905662980.3902 | 418834.6516 | 568512249725.374 | 625.6375 | 2242.3625 | 908692664.7284 | 253532719.0131 | 770101087204.6453 | 233008465685.2529 | 253560.1939 | 420016377790.8636 | 1104.4857 | 1763.5143 | 380282325.373 | 238170095.8893 | 353471725116.1207 | 233008465685.2529 | 184006.9131 | 278957443793.8945 | 1562.3199 | 1305.6801 | 178553341.7986 | 213649154.4952 | 770101087204.6453 | 233008465685.2529 | 175284.2811 | 252925923365.1283 | 1646.0875 | 1221.9125 | 153652783.4305 | 206991842.3947 | 353471725116.1207 | 233008465685.2529 | 1012i | 170922.9651 | 238917070787.515 | 1691.1774 | 1176.8226 | 141272624.0279 | 203018767.1141 | 145157044071.859 | 47905662980.3902 | 170922.9651 | 238917070787.515 | 1691.1774 | 1176.8226 | 141272624.0279 | 203018767.1141 | 145157044071.859 | 47905662980.3902 | 170922.9651 | 238917070787.515 | 1691.1774 | 1176.8226 | 141272624.0279 | 203018767.1141 | 145157044071.859 | 47905662980.3902 | 418834.6516 | 568512249725.374 | 625.6375 | 2242.3625 | 908692664.7284 | 253532719.0131 | 770101087204.646 | 233008465685.253 | 253560.1939 | 420016377790.864 | 1104.4857 | 1763.5143 | 380282325.373 | 238170095.8893 | 353471725116.121 | 233008465685.253 | 184006.9131 | 278957443793.894 | 1562.3199 | 1305.6801 | 178553341.7986 | 213649154.4952 | 770101087204.646 | 233008465685.253 | 175284.2811 | 252925923365.128 | 1646.0875 | 1221.9125 | 153652783.4305 | 206991842.3947 | 353471725116.121 | 233008465685.253 | 0 | 0.00033569 | -3.4106e-12 | 3.4106e-12 | 2.9802e-07 | 0 | -0.00048828 | 0 | 0 | 0.00033569 | -3.4106e-12 | 3.4106e-12 | 2.9802e-07 | 0 | -0.00048828 | 0 | 0 | 0.00033569 | -3.4106e-12 | 3.4106e-12 | 2.9802e-07 | 0 | -0.00048828 | 0 | -5.8208e-10 | 0 | 0 | 0 | 0 | -3.5763e-07 | 0 | 0 | -2.9104e-10 | 0 | -3.1832e-12 | 3.1832e-12 | -4.7684e-07 | 0 | 0 | 0 | 0 | 0.00048828 | -4.5475e-12 | 4.5475e-12 | -4.1723e-07 | 5.0664e-07 | 0 | 0 | 0 | 0.00030518 | 0 | 0 | 0 | 4.1723e-07 | 0 | 0
| 112j | 51.9 | 0 | 1-5 | 2 | 500 | 36 | 250 | 1940 | 32 | 120 | 2800 | 12 | 0 | 290 | 5500 | 0 | 0 | 1200 | 2400 | 3800 | 19 | 200 | 50 | 16 | 200 | 40 | 0 | 2 | 160 | 16 | 0 | 0 | 0 | 2 | 2500 | 5000 | W | 2500 | 150x10 | 100x10 | 150 | 14 | Single-sided | 120 | 12 | Cross | 12 | 400 | 1000 | 8 | 6 |  | 2921 | 1900 | 1.0654 | 47.2435 | 380 | 380 | 355 | 266 | 380 | 380 | 0.125 | 2821.7902 | 3122 | 0 | 0 | 1595000 | 11178291666.6667 | 0 | 0 | 7655.2759 | 172722.1625 | 5428.6721 | 86858.7537 | 346081987.7768 | 411131448.8889 | 0 | 4.0207e+12 | 170922.9651 | 238917070787.5154 | 1691.1774 | 1176.8226 | 141272624.0279 | 203018767.1141 | 145157044071.8585 | 47905662980.3902 | 170922.9651 | 238917070787.5154 | 1691.1774 | 1176.8226 | 141272624.0279 | 203018767.1141 | 145157044071.8585 | 47905662980.3902 | 170922.9651 | 238917070787.5154 | 1691.1774 | 1176.8226 | 141272624.0279 | 203018767.1141 | 145157044071.8585 | 47905662980.3902 | 418834.6516 | 568512249725.374 | 625.6375 | 2242.3625 | 908692664.7284 | 253532719.0131 | 770101087204.6453 | 233008465685.2529 | 253560.1939 | 420016377790.8636 | 1104.4857 | 1763.5143 | 380282325.373 | 238170095.8893 | 353471725116.1207 | 233008465685.2529 | 184006.9131 | 278957443793.8945 | 1562.3199 | 1305.6801 | 178553341.7986 | 213649154.4952 | 770101087204.6453 | 233008465685.2529 | 175284.2811 | 252925923365.1283 | 1646.0875 | 1221.9125 | 153652783.4305 | 206991842.3947 | 353471725116.1207 | 233008465685.2529 | 1012j | 170922.9651 | 238917070787.515 | 1691.1774 | 1176.8226 | 141272624.0279 | 203018767.1141 | 145157044071.859 | 47905662980.3902 | 170922.9651 | 238917070787.515 | 1691.1774 | 1176.8226 | 141272624.0279 | 203018767.1141 | 145157044071.859 | 47905662980.3902 | 170922.9651 | 238917070787.515 | 1691.1774 | 1176.8226 | 141272624.0279 | 203018767.1141 | 145157044071.859 | 47905662980.3902 | 418834.6516 | 568512249725.374 | 625.6375 | 2242.3625 | 908692664.7284 | 253532719.0131 | 770101087204.646 | 233008465685.253 | 253560.1939 | 420016377790.864 | 1104.4857 | 1763.5143 | 380282325.373 | 238170095.8893 | 353471725116.121 | 233008465685.253 | 184006.9131 | 278957443793.894 | 1562.3199 | 1305.6801 | 178553341.7986 | 213649154.4952 | 770101087204.646 | 233008465685.253 | 175284.2811 | 252925923365.128 | 1646.0875 | 1221.9125 | 153652783.4305 | 206991842.3947 | 353471725116.121 | 233008465685.253 | 0 | 0.00033569 | -3.4106e-12 | 3.4106e-12 | 2.9802e-07 | 0 | -0.00048828 | 0 | 0 | 0.00033569 | -3.4106e-12 | 3.4106e-12 | 2.9802e-07 | 0 | -0.00048828 | 0 | 0 | 0.00033569 | -3.4106e-12 | 3.4106e-12 | 2.9802e-07 | 0 | -0.00048828 | 0 | -5.8208e-10 | 0 | 0 | 0 | 0 | -3.5763e-07 | 0 | 0 | -2.9104e-10 | 0 | -3.1832e-12 | 3.1832e-12 | -4.7684e-07 | 0 | 0 | 0 | 0 | 0.00048828 | -4.5475e-12 | 4.5475e-12 | -4.1723e-07 | 5.0664e-07 | 0 | 0 | 0 | 0.00030518 | 0 | 0 | 0 | 4.1723e-07 | 0 | 0
113 | 113i | 51.9 | 0 | 1-6 | 2 | 500 | 30 | 250 | 1940 | 32 | 120 | 2800 | 12 | 0 | 290 | 5500 | 0 | 0 | 1200 | 2400 | 3800 | 19 | 200 | 50 | 16 | 200 | 40 | 0 | 2 | 160 | 16 | 0 | 0 | 0 | 2 | 2500 | 5000 | W | 2500 | 150x10 | 100x10 | 150 | 14 | Single-sided | 120 | 12 | Cross | 12 | 400 | 1000 | 8 | 6 |  | 2921 | 1900 | 1.0617 | 47.2435 | 380 | 380 | 355 | 266 | 380 | 380 | 0.125 | 2821.7902 | 3122 | 0 | 0 | 1595000 | 11178291666.6667 | 0 | 0 | 7655.2759 | 172722.1625 | 5428.6721 | 86858.7537 | 346081987.7768 | 411131448.8889 | 0 | 4.0207e+12 | 164922.9651 | 221195298743.6361 | 1746.5944 | 1115.4056 | 126643772.7358 | 198309287.7722 | 136392044071.8585 | 47772738867.8487 | 164922.9651 | 221195298743.6361 | 1746.5944 | 1115.4056 | 126643772.7358 | 198309287.7722 | 136392044071.8585 | 47772738867.8487 | 164922.9651 | 221195298743.6361 | 1746.5944 | 1115.4056 | 126643772.7358 | 198309287.7722 | 136392044071.8585 | 47772738867.8487 | 412834.6516 | 566152360388.0596 | 628.6868 | 2233.3132 | 900531717.6522 | 253503336.7232 | 761336087204.6453 | 233008465685.2529 | 247560.1939 | 412560302918.4701 | 1125.1819 | 1736.8181 | 366660998.2261 | 237537997.0611 | 344706725116.1207 | 233008465685.2529 | 178006.9131 | 263876813373.7382 | 1608.8792 | 1253.1208 | 164012816.0763 | 210575724.1154 | 761336087204.6453 | 233008465685.2529 | 169284.2811 | 236153360491.242 | 1698.324 | 1163.676 | 139050830.2915 | 202937379.3441 | 344706725116.1207 | 233008465685.2529 | 1013i | 164922.9651 | 221195298743.636 | 1746.5944 | 1115.4056 | 126643772.7358 | 198309287.7722 | 136392044071.859 | 47772738867.8487 | 164922.9651 | 221195298743.636 | 1746.5944 | 1115.4056 | 126643772.7358 | 198309287.7722 | 136392044071.859 | 47772738867.8487 | 164922.9651 | 221195298743.636 | 1746.5944 | 1115.4056 | 126643772.7358 | 198309287.7722 | 136392044071.859 | 47772738867.8487 | 412834.6516 | 566152360388.0601 | 628.6868 | 2233.3132 | 900531717.6522 | 253503336.7232 | 761336087204.646 | 233008465685.253 | 247560.1939 | 412560302918.47 | 1125.1819 | 1736.8181 | 366660998.2261 | 237537997.0611 | 344706725116.121 | 233008465685.253 | 178006.9131 | 263876813373.738 | 1608.8792 | 1253.1208 | 164012816.0763 | 210575724.1154 | 761336087204.646 | 233008465685.253 | 169284.2811 | 236153360491.242 | 1698.324 | 1163.676 | 139050830.2915 | 202937379.3441 | 344706725116.121 | 233008465685.253 | 0 | 0 | -4.0927e-12 | 4.0927e-12 | 1.3411e-07 | 2.6822e-07 | -0.00047302 | 0 | 0 | 0 | -4.0927e-12 | 4.0927e-12 | 1.3411e-07 | 2.6822e-07 | -0.00047302 | 0 | 0 | 0 | -4.0927e-12 | 4.0927e-12 | 1.3411e-07 | 2.6822e-07 | -0.00047302 | 0 | -5.8208e-10 | 0 | 0 | 0 | 0 | -4.1723e-07 | 0 | 0 | -2.9104e-10 | 0 | -2.5011e-12 | 2.5011e-12 | -5.9605e-07 | 0 | 0 | 0 | 0 | 0 | -1.819e-12 | 1.819e-12 | -2.3842e-07 | -2.6822e-07 | 0 | 0 | 0 | 0 | 1.819e-12 | -1.819e-12 | 3.8743e-07 | 3.2783e-07 | 0 | 0
| 113j | 56.9 | 0 | 1-6 | 2 | 500 | 30 | 250 | 1940 | 32 | 120 | 2800 | 12 | 0 | 290 | 5500 | 0 | 0 | 1200 | 2400 | 3800 | 19 | 200 | 50 | 16 | 200 | 40 | 0 | 2 | 160 | 16 | 0 | 0 | 0 | 2 | 2500 | 5000 | W | 2500 | 150x10 | 100x10 | 150 | 14 | Single-sided | 120 | 12 |  |  |  |  | 8 | 6 |  | 2921 | 1900 | 1.0617 | 47.2435 | 380 | 380 | 355 | 266 | 380 | 380 | 0.125 | 2821.7902 | 3122 | 0 | 0 | 1595000 | 11178291666.6667 | 0 | 0 | 7655.2759 | 172722.1625 | 5428.6721 | 86858.7537 | 346081987.7768 | 411131448.8889 | 0 | 4.0207e+12 | 164922.9651 | 221195298743.6361 | 1746.5944 | 1115.4056 | 126643772.7358 | 198309287.7722 | 136392044071.8585 | 47772738867.8487 | 164922.9651 | 221195298743.6361 | 1746.5944 | 1115.4056 | 126643772.7358 | 198309287.7722 | 136392044071.8585 | 47772738867.8487 | 164922.9651 | 221195298743.6361 | 1746.5944 | 1115.4056 | 126643772.7358 | 198309287.7722 | 136392044071.8585 | 47772738867.8487 | 412834.6516 | 566152360388.0596 | 628.6868 | 2233.3132 | 900531717.6522 | 253503336.7232 | 761336087204.6453 | 233008465685.2529 | 247560.1939 | 412560302918.4701 | 1125.1819 | 1736.8181 | 366660998.2261 | 237537997.0611 | 344706725116.1207 | 233008465685.2529 | 178006.9131 | 263876813373.7382 | 1608.8792 | 1253.1208 | 164012816.0763 | 210575724.1154 | 761336087204.6453 | 233008465685.2529 | 169284.2811 | 236153360491.242 | 1698.324 | 1163.676 | 139050830.2915 | 202937379.3441 | 344706725116.1207 | 233008465685.2529 | 1013j | 164922.9651 | 221195298743.636 | 1746.5944 | 1115.4056 | 126643772.7358 | 198309287.7722 | 136392044071.859 | 47772738867.8487 | 164922.9651 | 221195298743.636 | 1746.5944 | 1115.4056 | 126643772.7358 | 198309287.7722 | 136392044071.859 | 47772738867.8487 | 164922.9651 | 221195298743.636 | 1746.5944 | 1115.4056 | 126643772.7358 | 198309287.7722 | 136392044071.859 | 47772738867.8487 | 412834.6516 | 566152360388.0601 | 628.6868 | 2233.3132 | 900531717.6522 | 253503336.7232 | 761336087204.646 | 233008465685.253 | 247560.1939 | 412560302918.47 | 1125.1819 | 1736.8181 | 366660998.2261 | 237537997.0611 | 344706725116.121 | 233008465685.253 | 178006.9131 | 263876813373.738 | 1608.8792 | 1253.1208 | 164012816.0763 | 210575724.1154 | 761336087204.646 | 233008465685.253 | 169284.2811 | 236153360491.242 | 1698.324 | 1163.676 | 139050830.2915 | 202937379.3441 | 344706725116.121 | 233008465685.253 | 0 | 0 | -4.0927e-12 | 4.0927e-12 | 1.3411e-07 | 2.6822e-07 | -0.00047302 | 0 | 0 | 0 | -4.0927e-12 | 4.0927e-12 | 1.3411e-07 | 2.6822e-07 | -0.00047302 | 0 | 0 | 0 | -4.0927e-12 | 4.0927e-12 | 1.3411e-07 | 2.6822e-07 | -0.00047302 | 0 | -5.8208e-10 | 0 | 0 | 0 | 0 | -4.1723e-07 | 0 | 0 | -2.9104e-10 | 0 | -2.5011e-12 | 2.5011e-12 | -5.9605e-07 | 0 | 0 | 0 | 0 | 0 | -1.819e-12 | 1.819e-12 | -2.3842e-07 | -2.6822e-07 | 0 | 0 | 0 | 0 | 1.819e-12 | -1.819e-12 | 3.8743e-07 | 3.2783e-07 | 0 | 0
114 | 114i | 56.9 | 0 | 1-6 | 2 | 500 | 30 | 250 | 1940 | 32 | 120 | 2800 | 12 | 0 | 290 | 5500 | 0 | 0 | 1200 | 2400 | 3800 | 19 | 200 | 50 | 16 | 200 | 40 | 0 | 2 | 160 | 16 | 0 | 0 | 0 | 2 | 2500 | 5000 | W | 2500 | 100x10 | 100x10 | 150 | 14 | Single-sided | 120 | 12 |  |  |  |  | 8 | 6 |  | 1900 | 1900 | 0.69799 | 47.2435 | 380 | 380 | 355 | 266 | 380 | 380 | 0.125 | 2821.7902 | 3122 | 0 | 0 | 1595000 | 11178291666.6667 | 0 | 0 | 7655.2759 | 172722.1625 | 5428.6721 | 86858.7537 | 346081987.7768 | 411131448.8889 | 0 | 4.0207e+12 | 164922.9651 | 221195298743.6361 | 1746.5944 | 1115.4056 | 126643772.7358 | 198309287.7722 | 136392044071.8585 | 33590826549.173 | 164922.9651 | 221195298743.6361 | 1746.5944 | 1115.4056 | 126643772.7358 | 198309287.7722 | 136392044071.8585 | 33590826549.173 | 164922.9651 | 221195298743.6361 | 1746.5944 | 1115.4056 | 126643772.7358 | 198309287.7722 | 136392044071.8585 | 33590826549.173 | 412834.6516 | 566152360388.0596 | 628.6868 | 2233.3132 | 900531717.6522 | 253503336.7232 | 761336087204.6453 | 233008465685.2529 | 247560.1939 | 412560302918.4701 | 1125.1819 | 1736.8181 | 366660998.2261 | 237537997.0611 | 344706725116.1207 | 233008465685.2529 | 178006.9131 | 263876813373.7382 | 1608.8792 | 1253.1208 | 164012816.0763 | 210575724.1154 | 761336087204.6453 | 233008465685.2529 | 169284.2811 | 236153360491.242 | 1698.324 | 1163.676 | 139050830.2915 | 202937379.3441 | 344706725116.1207 | 233008465685.2529 | 1014i | 164922.9651 | 221195298743.636 | 1746.5944 | 1115.4056 | 126643772.7358 | 198309287.7722 | 136392044071.859 | 33590826549.173 | 164922.9651 | 221195298743.636 | 1746.5944 | 1115.4056 | 126643772.7358 | 198309287.7722 | 136392044071.859 | 33590826549.173 | 164922.9651 | 221195298743.636 | 1746.5944 | 1115.4056 | 126643772.7358 | 198309287.7722 | 136392044071.859 | 33590826549.173 | 412834.6516 | 566152360388.0601 | 628.6868 | 2233.3132 | 900531717.6522 | 253503336.7232 | 761336087204.646 | 233008465685.253 | 247560.1939 | 412560302918.47 | 1125.1819 | 1736.8181 | 366660998.2261 | 237537997.0611 | 344706725116.121 | 233008465685.253 | 178006.9131 | 263876813373.738 | 1608.8792 | 1253.1208 | 164012816.0763 | 210575724.1154 | 761336087204.646 | 233008465685.253 | 169284.2811 | 236153360491.242 | 1698.324 | 1163.676 | 139050830.2915 | 202937379.3441 | 344706725116.121 | 233008465685.253 | 0 | 0 | -4.0927e-12 | 4.0927e-12 | 1.3411e-07 | 2.6822e-07 | -0.00047302 | 0 | 0 | 0 | -4.0927e-12 | 4.0927e-12 | 1.3411e-07 | 2.6822e-07 | -0.00047302 | 0 | 0 | 0 | -4.0927e-12 | 4.0927e-12 | 1.3411e-07 | 2.6822e-07 | -0.00047302 | 0 | -5.8208e-10 | 0 | 0 | 0 | 0 | -4.1723e-07 | 0 | 0 | -2.9104e-10 | 0 | -2.5011e-12 | 2.5011e-12 | -5.9605e-07 | 0 | 0 | 0 | 0 | 0 | -1.819e-12 | 1.819e-12 | -2.3842e-07 | -2.6822e-07 | 0 | 0 | 0 | 0 | 1.819e-12 | -1.819e-12 | 3.8743e-07 | 3.2783e-07 | 0 | 0
| 114j | 61.9 | 0 | 1-6 | 2 | 500 | 30 | 250 | 1940 | 32 | 120 | 2800 | 12 | 0 | 290 | 5500 | 0 | 0 | 1200 | 2400 | 3800 | 19 | 200 | 50 | 16 | 200 | 40 | 0 | 2 | 160 | 16 | 0 | 0 | 0 | 2 | 2500 | 5000 | W | 2500 | 100x10 | 100x10 | 150 | 14 | Single-sided | 120 | 12 | Cross | 12 | 400 | 1000 | 8 | 6 |  | 1900 | 1900 | 0.69799 | 47.2435 | 380 | 380 | 355 | 266 | 380 | 380 | 0.125 | 2821.7902 | 3122 | 0 | 0 | 1595000 | 11178291666.6667 | 0 | 0 | 7655.2759 | 172722.1625 | 5428.6721 | 86858.7537 | 346081987.7768 | 411131448.8889 | 0 | 4.0207e+12 | 164922.9651 | 221195298743.6361 | 1746.5944 | 1115.4056 | 126643772.7358 | 198309287.7722 | 136392044071.8585 | 33590826549.173 | 164922.9651 | 221195298743.6361 | 1746.5944 | 1115.4056 | 126643772.7358 | 198309287.7722 | 136392044071.8585 | 33590826549.173 | 164922.9651 | 221195298743.6361 | 1746.5944 | 1115.4056 | 126643772.7358 | 198309287.7722 | 136392044071.8585 | 33590826549.173 | 412834.6516 | 566152360388.0596 | 628.6868 | 2233.3132 | 900531717.6522 | 253503336.7232 | 761336087204.6453 | 233008465685.2529 | 247560.1939 | 412560302918.4701 | 1125.1819 | 1736.8181 | 366660998.2261 | 237537997.0611 | 344706725116.1207 | 233008465685.2529 | 178006.9131 | 263876813373.7382 | 1608.8792 | 1253.1208 | 164012816.0763 | 210575724.1154 | 761336087204.6453 | 233008465685.2529 | 169284.2811 | 236153360491.242 | 1698.324 | 1163.676 | 139050830.2915 | 202937379.3441 | 344706725116.1207 | 233008465685.2529 | 1014j | 164922.9651 | 221195298743.636 | 1746.5944 | 1115.4056 | 126643772.7358 | 198309287.7722 | 136392044071.859 | 33590826549.173 | 164922.9651 | 221195298743.636 | 1746.5944 | 1115.4056 | 126643772.7358 | 198309287.7722 | 136392044071.859 | 33590826549.173 | 164922.9651 | 221195298743.636 | 1746.5944 | 1115.4056 | 126643772.7358 | 198309287.7722 | 136392044071.859 | 33590826549.173 | 412834.6516 | 566152360388.0601 | 628.6868 | 2233.3132 | 900531717.6522 | 253503336.7232 | 761336087204.646 | 233008465685.253 | 247560.1939 | 412560302918.47 | 1125.1819 | 1736.8181 | 366660998.2261 | 237537997.0611 | 344706725116.121 | 233008465685.253 | 178006.9131 | 263876813373.738 | 1608.8792 | 1253.1208 | 164012816.0763 | 210575724.1154 | 761336087204.646 | 233008465685.253 | 169284.2811 | 236153360491.242 | 1698.324 | 1163.676 | 139050830.2915 | 202937379.3441 | 344706725116.121 | 233008465685.253 | 0 | 0 | -4.0927e-12 | 4.0927e-12 | 1.3411e-07 | 2.6822e-07 | -0.00047302 | 0 | 0 | 0 | -4.0927e-12 | 4.0927e-12 | 1.3411e-07 | 2.6822e-07 | -0.00047302 | 0 | 0 | 0 | -4.0927e-12 | 4.0927e-12 | 1.3411e-07 | 2.6822e-07 | -0.00047302 | 0 | -5.8208e-10 | 0 | 0 | 0 | 0 | -4.1723e-07 | 0 | 0 | -2.9104e-10 | 0 | -2.5011e-12 | 2.5011e-12 | -5.9605e-07 | 0 | 0 | 0 | 0 | 0 | -1.819e-12 | 1.819e-12 | -2.3842e-07 | -2.6822e-07 | 0 | 0 | 0 | 0 | 1.819e-12 | -1.819e-12 | 3.8743e-07 | 3.2783e-07 | 0 | 0
115 | 115i | 61.9 | 0 | 1-7 | 2 | 500 | 22 | 250 | 1940 | 18 | 120 | 2800 | 12 | 0 | 290 | 5500 | 0 | 0 | 1200 | 2400 | 3800 | 19 | 200 | 50 | 16 | 200 | 40 | 0 | 2 | 160 | 16 | 0 | 0 | 0 | 2 | 2500 | 5000 | W | 2500 | 100x10 | 100x10 | 150 | 14 | Single-sided | 120 | 12 | Cross | 12 | 400 | 1000 | 8 | 6 |  | 1900 | 1900 | 0.69516 | 47.2435 | 380 | 380 | 355 | 266 | 380 | 380 | 0.125 | 2821.7902 | 3108 | 0 | 0 | 1595000 | 11178291666.6667 | 0 | 0 | 7655.2759 | 172722.1625 | 5428.6721 | 86858.7537 | 346081987.7768 | 411131448.8889 | 0 | 4.0207e+12 | 129762.9651 | 161520594572.2429 | 1614.0323 | 1225.9677 | 100072715.4382 | 131749469.3557 | 116187096071.8585 | 32916617372.5821 | 129762.9651 | 161520594572.2429 | 1614.0323 | 1225.9677 | 100072715.4382 | 131749469.3557 | 116187096071.8585 | 32916617372.5821 | 129762.9651 | 161520594572.2429 | 1614.0323 | 1225.9677 | 100072715.4382 | 131749469.3557 | 116187096071.8585 | 32916617372.5821 | 377674.6516 | 420265490240.5509 | 473.8165 | 2366.1835 | 886979445.6021 | 177613227.7948 | 741131139204.6453 | 214476299647.8821 | 212400.1939 | 314430424509.0159 | 938.2159 | 1901.7841 | 335136536.8174 | 165334447.284 | 324501777116.1207 | 214476299647.8821 | 142846.9131 | 198007849742.1851 | 1453.8295 | 1386.1705 | 136197439.6466 | 142845229.8015 | 741131139204.6453 | 214476299647.8821 | 134124.2811 | 174471223269.7674 | 1557.1585 | 1282.8415 | 112044615.9602 | 136003722.8357 | 324501777116.1207 | 214476299647.8821 | 1015i | 129762.9651 | 161520594572.243 | 1614.0323 | 1225.9677 | 100072715.4382 | 131749469.3557 | 116187096071.859 | 32916617372.5821 | 129762.9651 | 161520594572.243 | 1614.0323 | 1225.9677 | 100072715.4382 | 131749469.3557 | 116187096071.859 | 32916617372.5821 | 129762.9651 | 161520594572.243 | 1614.0323 | 1225.9677 | 100072715.4382 | 131749469.3557 | 116187096071.859 | 32916617372.5821 | 377674.6516 | 420265490240.551 | 473.8165 | 2366.1835 | 886979445.6021 | 177613227.7948 | 741131139204.646 | 214476299647.882 | 212400.1939 | 314430424509.016 | 938.2159 | 1901.7841 | 335136536.8174 | 165334447.284 | 324501777116.121 | 214476299647.882 | 142846.9131 | 198007849742.185 | 1453.8295 | 1386.1705 | 136197439.6466 | 142845229.8015 | 741131139204.646 | 214476299647.882 | 134124.2811 | 174471223269.767 | 1557.1585 | 1282.8415 | 112044615.9602 | 136003722.8357 | 324501777116.121 | 214476299647.882 | -1.7462e-10 | 0 | 1.819e-12 | -1.819e-12 | 0 | 2.9802e-07 | -0.00047302 | 0 | -1.7462e-10 | 0 | 1.819e-12 | -1.819e-12 | 0 | 2.9802e-07 | -0.00047302 | 0 | -1.7462e-10 | 0 | 1.819e-12 | -1.819e-12 | 0 | 2.9802e-07 | -0.00047302 | 0 | -5.8208e-10 | 0 | 7.3896e-13 | 0 | -2.0266e-06 | 0 | 0 | 0 | -2.9104e-10 | 0 | 0 | -3.638e-12 | 0 | -2.9802e-07 | 0 | 0 | 0 | 0 | -4.3201e-12 | 4.3201e-12 | 0 | 0 | 0 | 0 | 0 | 0.00036621 | 0 | 0 | -3.1292e-07 | 0 | 0 | 0
| 115j | 66.9 | 0 | 1-7 | 2 | 500 | 22 | 250 | 1940 | 18 | 120 | 2800 | 12 | 0 | 290 | 5500 | 0 | 0 | 1200 | 2400 | 3800 | 19 | 200 | 50 | 16 | 200 | 40 | 0 | 2 | 160 | 16 | 0 | 0 | 0 | 2 | 2500 | 5000 | W | 2500 | 100x10 | 100x10 | 150 | 14 | Single-sided | 120 | 12 |  |  |  |  | 8 | 6 |  | 1900 | 1900 | 0.69516 | 47.2435 | 380 | 380 | 355 | 266 | 380 | 380 | 0.125 | 2821.7902 | 3108 | 0 | 0 | 1595000 | 11178291666.6667 | 0 | 0 | 7655.2759 | 172722.1625 | 5428.6721 | 86858.7537 | 346081987.7768 | 411131448.8889 | 0 | 4.0207e+12 | 129762.9651 | 161520594572.2429 | 1614.0323 | 1225.9677 | 100072715.4382 | 131749469.3557 | 116187096071.8585 | 32916617372.5821 | 129762.9651 | 161520594572.2429 | 1614.0323 | 1225.9677 | 100072715.4382 | 131749469.3557 | 116187096071.8585 | 32916617372.5821 | 129762.9651 | 161520594572.2429 | 1614.0323 | 1225.9677 | 100072715.4382 | 131749469.3557 | 116187096071.8585 | 32916617372.5821 | 377674.6516 | 420265490240.5509 | 473.8165 | 2366.1835 | 886979445.6021 | 177613227.7948 | 741131139204.6453 | 214476299647.8821 | 212400.1939 | 314430424509.0159 | 938.2159 | 1901.7841 | 335136536.8174 | 165334447.284 | 324501777116.1207 | 214476299647.8821 | 142846.9131 | 198007849742.1851 | 1453.8295 | 1386.1705 | 136197439.6466 | 142845229.8015 | 741131139204.6453 | 214476299647.8821 | 134124.2811 | 174471223269.7674 | 1557.1585 | 1282.8415 | 112044615.9602 | 136003722.8357 | 324501777116.1207 | 214476299647.8821 | 1015j | 129762.9651 | 161520594572.243 | 1614.0323 | 1225.9677 | 100072715.4382 | 131749469.3557 | 116187096071.859 | 32916617372.5821 | 129762.9651 | 161520594572.243 | 1614.0323 | 1225.9677 | 100072715.4382 | 131749469.3557 | 116187096071.859 | 32916617372.5821 | 129762.9651 | 161520594572.243 | 1614.0323 | 1225.9677 | 100072715.4382 | 131749469.3557 | 116187096071.859 | 32916617372.5821 | 377674.6516 | 420265490240.551 | 473.8165 | 2366.1835 | 886979445.6021 | 177613227.7948 | 741131139204.646 | 214476299647.882 | 212400.1939 | 314430424509.016 | 938.2159 | 1901.7841 | 335136536.8174 | 165334447.284 | 324501777116.121 | 214476299647.882 | 142846.9131 | 198007849742.185 | 1453.8295 | 1386.1705 | 136197439.6466 | 142845229.8015 | 741131139204.646 | 214476299647.882 | 134124.2811 | 174471223269.767 | 1557.1585 | 1282.8415 | 112044615.9602 | 136003722.8357 | 324501777116.121 | 214476299647.882 | -1.7462e-10 | 0 | 1.819e-12 | -1.819e-12 | 0 | 2.9802e-07 | -0.00047302 | 0 | -1.7462e-10 | 0 | 1.819e-12 | -1.819e-12 | 0 | 2.9802e-07 | -0.00047302 | 0 | -1.7462e-10 | 0 | 1.819e-12 | -1.819e-12 | 0 | 2.9802e-07 | -0.00047302 | 0 | -5.8208e-10 | 0 | 7.3896e-13 | 0 | -2.0266e-06 | 0 | 0 | 0 | -2.9104e-10 | 0 | 0 | -3.638e-12 | 0 | -2.9802e-07 | 0 | 0 | 0 | 0 | -4.3201e-12 | 4.3201e-12 | 0 | 0 | 0 | 0 | 0 | 0.00036621 | 0 | 0 | -3.1292e-07 | 0 | 0 | 0
116 | 116i | 66.9 | 0 | 1-8 | 2 | 600 | 26 | 250 | 1937 | 24 | 120 | 2814 | 12 | 0 | 290 | 5500 | 0 | 0 | 1200 | 2400 | 3800 | 19 | 200 | 50 | 16 | 200 | 40 | 0 | 2 | 160 | 16 | 0 | 0 | 0 | 2 | 2500 | 5000 | W | 2500 | 100x10 | 100x10 | 180 | 16 | Single-sided | 120 | 12 |  |  |  |  | 8 | 6 |  | 1900 | 1900 | 0.69836 | 47.2435 | 380 | 380 | 355 | 266 | 380 | 380 | 0.12491 | 2835.8682 | 3128 | 0 | 0 | 1595000 | 11178291666.6667 | 0 | 0 | 7655.2759 | 172722.1625 | 5428.6721 | 86858.7537 | 350792629.1577 | 409682062.2222 | 0 | 4.0207e+12 | 150868.836 | 205093687196.7587 | 1621.6189 | 1242.3811 | 126474653.6784 | 165081137.451 | 130091730802.9435 | 33605814213.03 | 150868.836 | 205093687196.7587 | 1621.6189 | 1242.3811 | 126474653.6784 | 165081137.451 | 130091730802.9435 | 33605814213.03 | 150868.836 | 205093687196.7587 | 1621.6189 | 1242.3811 | 126474653.6784 | 165081137.451 | 130091730802.9435 | 33605814213.03 | 398780.5225 | 490995741742.524 | 539.5205 | 2324.4795 | 910059488.1379 | 211228251.232 | 755035773935.7302 | 225610305113.075 | 233506.0648 | 367437814540.5532 | 1005.6181 | 1858.3819 | 365385047.1965 | 197719216.5117 | 338406411847.2058 | 225610305113.075 | 163952.784 | 242204101540.9131 | 1481.753 | 1382.247 | 163457814.8592 | 175224901.9957 | 755035773935.7302 | 225610305113.075 | 155230.152 | 218156538693.5258 | 1572.3771 | 1291.6229 | 138743137.3144 | 168901114.2258 | 338406411847.2058 | 225610305113.075 | 1016i | 150868.836 | 205093687196.759 | 1621.6189 | 1242.3811 | 126474653.6784 | 165081137.451 | 130091730802.944 | 33605814213.03 | 150868.836 | 205093687196.759 | 1621.6189 | 1242.3811 | 126474653.6784 | 165081137.451 | 130091730802.944 | 33605814213.03 | 150868.836 | 205093687196.759 | 1621.6189 | 1242.3811 | 126474653.6784 | 165081137.451 | 130091730802.944 | 33605814213.03 | 398780.5225 | 490995741742.524 | 539.5205 | 2324.4795 | 910059488.1379 | 211228251.232 | 755035773935.731 | 225610305113.075 | 233506.0648 | 367437814540.553 | 1005.6181 | 1858.3819 | 365385047.1965 | 197719216.5117 | 338406411847.206 | 225610305113.075 | 163952.784 | 242204101540.913 | 1481.753 | 1382.247 | 163457814.8592 | 175224901.9957 | 755035773935.731 | 225610305113.075 | 155230.152 | 218156538693.526 | 1572.3771 | 1291.6229 | 138743137.3144 | 168901114.2258 | 338406411847.206 | 225610305113.075 | 3.4925e-10 | -0.00030518 | 0 | 0 | 2.3842e-07 | -2.9802e-07 | -0.00045776 | 0 | 3.4925e-10 | -0.00030518 | 0 | 0 | 2.3842e-07 | -2.9802e-07 | -0.00045776 | 0 | 3.4925e-10 | -0.00030518 | 0 | 0 | 2.3842e-07 | -2.9802e-07 | -0.00045776 | 0 | 0 | 0 | 0 | 0 | -9.5367e-07 | 2.9802e-07 | 0 | 0 | 0 | 0 | 0 | 0 | 0 | 2.6822e-07 | 0 | 0 | 4.6566e-10 | 0 | 0 | 0 | -2.3842e-07 | 0 | 0 | 0 | 4.0745e-10 | 0 | 3.638e-12 | -3.638e-12 | 0 | 0 | 0 | 0
| 116j | 71.9 | 0 | 1-8 | 2 | 600 | 26 | 250 | 1937 | 24 | 120 | 2814 | 12 | 0 | 290 | 5500 | 0 | 0 | 1200 | 2400 | 3800 | 19 | 200 | 50 | 16 | 200 | 40 | 0 | 2 | 160 | 16 | 0 | 0 | 0 | 2 | 2500 | 5000 | W | 2500 | 100x10 | 100x10 | 180 | 16 | Single-sided | 120 | 12 | Cross | 12 | 400 | 1000 | 8 | 6 |  | 1900 | 1900 | 0.69836 | 47.2435 | 380 | 380 | 355 | 266 | 380 | 380 | 0.12491 | 2835.8682 | 3128 | 0 | 0 | 1595000 | 11178291666.6667 | 0 | 0 | 7655.2759 | 172722.1625 | 5428.6721 | 86858.7537 | 350792629.1577 | 409682062.2222 | 0 | 4.0207e+12 | 150868.836 | 205093687196.7587 | 1621.6189 | 1242.3811 | 126474653.6784 | 165081137.451 | 130091730802.9435 | 33605814213.03 | 150868.836 | 205093687196.7587 | 1621.6189 | 1242.3811 | 126474653.6784 | 165081137.451 | 130091730802.9435 | 33605814213.03 | 150868.836 | 205093687196.7587 | 1621.6189 | 1242.3811 | 126474653.6784 | 165081137.451 | 130091730802.9435 | 33605814213.03 | 398780.5225 | 490995741742.524 | 539.5205 | 2324.4795 | 910059488.1379 | 211228251.232 | 755035773935.7302 | 225610305113.075 | 233506.0648 | 367437814540.5532 | 1005.6181 | 1858.3819 | 365385047.1965 | 197719216.5117 | 338406411847.2058 | 225610305113.075 | 163952.784 | 242204101540.9131 | 1481.753 | 1382.247 | 163457814.8592 | 175224901.9957 | 755035773935.7302 | 225610305113.075 | 155230.152 | 218156538693.5258 | 1572.3771 | 1291.6229 | 138743137.3144 | 168901114.2258 | 338406411847.2058 | 225610305113.075 | 1016j | 150868.836 | 205093687196.759 | 1621.6189 | 1242.3811 | 126474653.6784 | 165081137.451 | 130091730802.944 | 33605814213.03 | 150868.836 | 205093687196.759 | 1621.6189 | 1242.3811 | 126474653.6784 | 165081137.451 | 130091730802.944 | 33605814213.03 | 150868.836 | 205093687196.759 | 1621.6189 | 1242.3811 | 126474653.6784 | 165081137.451 | 130091730802.944 | 33605814213.03 | 398780.5225 | 490995741742.524 | 539.5205 | 2324.4795 | 910059488.1379 | 211228251.232 | 755035773935.731 | 225610305113.075 | 233506.0648 | 367437814540.553 | 1005.6181 | 1858.3819 | 365385047.1965 | 197719216.5117 | 338406411847.206 | 225610305113.075 | 163952.784 | 242204101540.913 | 1481.753 | 1382.247 | 163457814.8592 | 175224901.9957 | 755035773935.731 | 225610305113.075 | 155230.152 | 218156538693.526 | 1572.3771 | 1291.6229 | 138743137.3144 | 168901114.2258 | 338406411847.206 | 225610305113.075 | 3.4925e-10 | -0.00030518 | 0 | 0 | 2.3842e-07 | -2.9802e-07 | -0.00045776 | 0 | 3.4925e-10 | -0.00030518 | 0 | 0 | 2.3842e-07 | -2.9802e-07 | -0.00045776 | 0 | 3.4925e-10 | -0.00030518 | 0 | 0 | 2.3842e-07 | -2.9802e-07 | -0.00045776 | 0 | 0 | 0 | 0 | 0 | -9.5367e-07 | 2.9802e-07 | 0 | 0 | 0 | 0 | 0 | 0 | 0 | 2.6822e-07 | 0 | 0 | 4.6566e-10 | 0 | 0 | 0 | -2.3842e-07 | 0 | 0 | 0 | 4.0745e-10 | 0 | 3.638e-12 | -3.638e-12 | 0 | 0 | 0 | 0
117 | 117i | 71.9 | 0 | 1-9 | 2 | 800 | 36 | 250 | 1909 | 28 | 120 | 2924 | 12 | 356 | 290 | 5500 | 0 | 0 | 1200 | 2400 | 3800 | 19 | 200 | 50 | 16 | 200 | 40 | 6031.8579 | 2 | 160 | 16 | 0 | 0 | 0 | 2 | 2500 | 5000 | W | 2500 | 100x10 | 100x10 | 200 | 14 | Single-sided | 120 | 12 | Cross | 12 | 400 | 1000 | 8 | 6 |  | 1900 | 1900 | 0.70325 | 47.2435 | 380 | 380 | 355 | 266 | 380 | 380 | 0.125 | 2946.7552 | 3242 | 610006 | 6441028318.3747 | 1595000 | 11178291666.6667 | 0 | 0 | 7655.2759 | 172722.1625 | 5428.6721 | 86858.7537 | 394088727.7414 | 396277902.2222 | 149352979447.9167 | 4.0207e+12 | 186894.125 | 302801127925.5162 | 1501.8685 | 1486.1315 | 201616277.6382 | 203751228.8034 | 158048989409.0167 | 35989166548.3241 | 293859.9124 | 415413767204.6498 | 1967.8397 | 1020.1603 | 211101422.563 | 407204417.7895 | 184238336808.056 | 35989166548.3241 | 222549.3874 | 352246031230.6721 | 1706.9619 | 1281.0381 | 206358457.9767 | 274969213.5266 | 166778771875.3632 | 35989166548.3241 | 434805.8115 | 581052792095.0063 | 583.4053 | 2404.5947 | 995967617.0866 | 241642715.7008 | 782993032541.8035 | 238029019871.5022 | 269531.3538 | 452070446937.9226 | 1007.9827 | 1980.0173 | 448490297.5698 | 228316409.0256 | 366363670453.2789 | 238029019871.5022 | 306943.8604 | 470197078608.392 | 1878.799 | 1109.201 | 250264704.351 | 423906111.3082 | 782993032541.8035 | 238029019871.5022 | 226910.7034 | 366581742522.767 | 1671.8274 | 1316.1726 | 219270087.0815 | 278521028.5159 | 366363670453.2789 | 238029019871.5022 | 1017i | 186894.125 | 302801127925.516 | 1501.8685 | 1486.1315 | 201616277.6382 | 203751228.8034 | 158048989409.017 | 35989166548.3241 | 293859.9124 | 415413767204.65 | 1967.8397 | 1020.1603 | 211101422.563 | 407204417.7895 | 184238336808.056 | 35989166548.3241 | 222549.3874 | 352246031230.672 | 1706.9619 | 1281.0381 | 206358457.9767 | 274969213.5266 | 166778771875.363 | 35989166548.3241 | 434805.8115 | 581052792095.006 | 583.4053 | 2404.5947 | 995967617.0866 | 241642715.7008 | 782993032541.804 | 238029019871.502 | 269531.3538 | 452070446937.923 | 1007.9827 | 1980.0173 | 448490297.5698 | 228316409.0256 | 366363670453.279 | 238029019871.502 | 306943.8604 | 470197078608.392 | 1878.799 | 1109.201 | 250264704.351 | 423906111.3082 | 782993032541.804 | 238029019871.502 | 226910.7034 | 366581742522.767 | 1671.8274 | 1316.1726 | 219270087.0815 | 278521028.5159 | 366363670453.279 | 238029019871.502 | 0 | 0 | -4.0927e-12 | 4.0927e-12 | 3.8743e-07 | -3.8743e-07 | -0.00027466 | 0 | -5.8208e-10 | 0 | -4.0927e-12 | 3.979e-12 | 4.4703e-07 | -7.1526e-07 | 0 | 0 | 3.7835e-10 | 0 | -4.0927e-12 | 4.0927e-12 | 0 | 0 | 0 | 0 | -5.2387e-10 | 0 | 1.0232e-12 | -4.0927e-12 | -2.1458e-06 | 2.3842e-07 | 0 | 0 | 0 | 0 | 1.2506e-12 | 0 | -6.5565e-07 | 0 | 0 | 0 | -5.2387e-10 | 0 | 0 | 0 | 0 | -5.9605e-07 | 0 | 0 | 4.3656e-10 | 0 | 2.7285e-12 | -2.7285e-12 | 0 | 0 | 0 | 0
| 117j | 76.9 | 0 | 1-9 | 2 | 800 | 36 | 250 | 1909 | 28 | 120 | 2924 | 12 | 356 | 290 | 5500 | 0 | 0 | 1200 | 2400 | 3800 | 19 | 200 | 50 | 16 | 200 | 40 | 6031.8579 | 2 | 160 | 16 | 0 | 0 | 0 | 2 | 2500 | 5000 | W | 2500 | 100x10 | 100x10 | 200 | 14 | Single-sided | 120 | 12 |  |  |  |  | 8 | 6 |  | 1900 | 1900 | 0.70325 | 47.2435 | 380 | 380 | 355 | 266 | 380 | 380 | 0.125 | 2946.7552 | 3242 | 610006 | 6441028318.3747 | 1595000 | 11178291666.6667 | 0 | 0 | 7655.2759 | 172722.1625 | 5428.6721 | 86858.7537 | 394088727.7414 | 396277902.2222 | 149352979447.9167 | 4.0207e+12 | 186894.125 | 302801127925.5162 | 1501.8685 | 1486.1315 | 201616277.6382 | 203751228.8034 | 158048989409.0167 | 35989166548.3241 | 293859.9124 | 415413767204.6498 | 1967.8397 | 1020.1603 | 211101422.563 | 407204417.7895 | 184238336808.056 | 35989166548.3241 | 222549.3874 | 352246031230.6721 | 1706.9619 | 1281.0381 | 206358457.9767 | 274969213.5266 | 166778771875.3632 | 35989166548.3241 | 434805.8115 | 581052792095.0063 | 583.4053 | 2404.5947 | 995967617.0866 | 241642715.7008 | 782993032541.8035 | 238029019871.5022 | 269531.3538 | 452070446937.9226 | 1007.9827 | 1980.0173 | 448490297.5698 | 228316409.0256 | 366363670453.2789 | 238029019871.5022 | 306943.8604 | 470197078608.392 | 1878.799 | 1109.201 | 250264704.351 | 423906111.3082 | 782993032541.8035 | 238029019871.5022 | 226910.7034 | 366581742522.767 | 1671.8274 | 1316.1726 | 219270087.0815 | 278521028.5159 | 366363670453.2789 | 238029019871.5022 | 1017j | 186894.125 | 302801127925.516 | 1501.8685 | 1486.1315 | 201616277.6382 | 203751228.8034 | 158048989409.017 | 35989166548.3241 | 293859.9124 | 415413767204.65 | 1967.8397 | 1020.1603 | 211101422.563 | 407204417.7895 | 184238336808.056 | 35989166548.3241 | 222549.3874 | 352246031230.672 | 1706.9619 | 1281.0381 | 206358457.9767 | 274969213.5266 | 166778771875.363 | 35989166548.3241 | 434805.8115 | 581052792095.006 | 583.4053 | 2404.5947 | 995967617.0866 | 241642715.7008 | 782993032541.804 | 238029019871.502 | 269531.3538 | 452070446937.923 | 1007.9827 | 1980.0173 | 448490297.5698 | 228316409.0256 | 366363670453.279 | 238029019871.502 | 306943.8604 | 470197078608.392 | 1878.799 | 1109.201 | 250264704.351 | 423906111.3082 | 782993032541.804 | 238029019871.502 | 226910.7034 | 366581742522.767 | 1671.8274 | 1316.1726 | 219270087.0815 | 278521028.5159 | 366363670453.279 | 238029019871.502 | 0 | 0 | -4.0927e-12 | 4.0927e-12 | 3.8743e-07 | -3.8743e-07 | -0.00027466 | 0 | -5.8208e-10 | 0 | -4.0927e-12 | 3.979e-12 | 4.4703e-07 | -7.1526e-07 | 0 | 0 | 3.7835e-10 | 0 | -4.0927e-12 | 4.0927e-12 | 0 | 0 | 0 | 0 | -5.2387e-10 | 0 | 1.0232e-12 | -4.0927e-12 | -2.1458e-06 | 2.3842e-07 | 0 | 0 | 0 | 0 | 1.2506e-12 | 0 | -6.5565e-07 | 0 | 0 | 0 | -5.2387e-10 | 0 | 0 | 0 | 0 | -5.9605e-07 | 0 | 0 | 4.3656e-10 | 0 | 2.7285e-12 | -2.7285e-12 | 0 | 0 | 0 | 0
118 | 118i | 76.9 | 0 | 1-10 | 1 | 2900 | 40 | 250 | 1864 | 30 | 120 | 3103 | 14 | 512 | 290 | 5450 | 0 | 0 | 1150 | 2400 | 3800 | 19 | 200 | 50 | 16 | 200 | 40 | 6031.8579 | 2 | 160 | 16 | 0 | 0 | 0 | 2 | 2500 | 5000 | - | 0 | - | - | 180 | 16 | Single-sided | 120 | 12 |  |  |  |  | 8 | 6 |  | 0 | 0 | 0 | 47.2435 | 380 | 380 | 355 | 266 | 380 | 380 | 0.12504 | 3127.1637 | 3423 | 864266.5601 | 18871138575.0907 | 1580500 | 11076670833.3333 | 0 | 0 | 7655.2759 | 172722.1625 | 5428.6721 | 86858.7537 | 549964617.8973 | 375202702.2222 | 205516269595.8542 | 3.9121e+12 | 264600.5845 | 476361046724.835 | 1262.0932 | 1910.9068 | 377437306.8579 | 249285333.5422 | 188824577667.32 | 280290269274.4538 | 416151.476 | 734092210525.7217 | 1853.8394 | 1319.1606 | 395984786.83 | 556484347.5792 | 224862271729.3752 | 280290269274.4538 | 315117.5483 | 589462622312.3101 | 1522.5844 | 1650.4156 | 387146105.2551 | 357160114.1512 | 200837142354.6718 | 280290269274.4538 | 510258.5284 | 716165249859.6226 | 603.9223 | 2569.0777 | 1185856599.771 | 278763562.0963 | 796879167625.4038 | 285555423439.0012 | 346486.5658 | 593806852134.3715 | 939.0048 | 2233.9952 | 632378904.8299 | 265804896.392 | 391509440986.6813 | 285555423439.0012 | 429235.424 | 783492069802.2603 | 1793.7638 | 1379.2362 | 436786647.3386 | 568062280.6496 | 796879167625.4038 | 285555423439.0012 | 319478.8643 | 601069509769.9563 | 1500.2016 | 1672.7984 | 400659149.8459 | 359319760.6097 | 391509440986.6813 | 285555423439.0012 | 1018i | 264600.5845 | 476361046724.835 | 1262.0932 | 1910.9068 | 377437306.8579 | 249285333.5422 | 188824577667.32 | 280290269274.454 | 416151.476 | 734092210525.722 | 1853.8394 | 1319.1606 | 395984786.83 | 556484347.5792 | 224862271729.375 | 280290269274.454 | 315117.5483 | 589462622312.3101 | 1522.5844 | 1650.4156 | 387146105.2551 | 357160114.1512 | 200837142354.672 | 280290269274.454 | 510258.5284 | 716165249859.623 | 603.9223 | 2569.0777 | 1185856599.771 | 278763562.0963 | 796879167625.4041 | 285555423439.001 | 346486.5658 | 593806852134.3719 | 939.0048 | 2233.9952 | 632378904.8299 | 265804896.392 | 391509440986.681 | 285555423439.001 | 429235.424 | 783492069802.261 | 1793.7638 | 1379.2362 | 436786647.3386 | 568062280.6496 | 796879167625.4041 | 285555423439.001 | 319478.8643 | 601069509769.9561 | 1500.2016 | 1672.7984 | 400659149.8459 | 359319760.6097 | 391509440986.681 | 285555423439.001 | 0 | 0 | -3.4106e-12 | 3.4106e-12 | 0 | -2.9802e-07 | 0 | 0 | 0 | 0 | -2.7285e-12 | 2.7285e-12 | 0 | 0 | 0.00024414 | 0 | 4.6566e-10 | 0 | 0 | 0 | 0 | 0 | -0.00024414 | 0 | 0 | 0 | 0 | 0 | 0 | -4.7684e-07 | 0 | 0 | 0 | 0 | 0 | 0 | 0 | 0 | 0 | 0 | 0 | 0 | -4.3201e-12 | 4.3201e-12 | 0 | 0 | 0 | 0 | -4.6566e-10 | 0 | 0 | 0 | 0 | 0 | 0 | 0
| 118j | 80.4 | 0 | 1-10 | 1 | 2900 | 40 | 250 | 1864 | 30 | 120 | 3103 | 14 | 512 | 290 | 5450 | 0 | 0 | 1150 | 2400 | 3800 | 19 | 200 | 50 | 16 | 200 | 40 | 6031.8579 | 2 | 160 | 16 | 0 | 0 | 0 | 2 | 2500 | 5000 | - | 0 | - | - | 180 | 16 | Single-sided | 120 | 12 |  |  |  |  | 8 | 6 |  | 0 | 0 | 0 | 47.2435 | 380 | 380 | 355 | 266 | 380 | 380 | 0.12504 | 3127.1637 | 3423 | 864266.5601 | 18871138575.0907 | 1580500 | 11076670833.3333 | 0 | 0 | 7655.2759 | 172722.1625 | 5428.6721 | 86858.7537 | 549964617.8973 | 375202702.2222 | 205516269595.8542 | 3.9121e+12 | 264600.5845 | 476361046724.835 | 1262.0932 | 1910.9068 | 377437306.8579 | 249285333.5422 | 188824577667.32 | 280290269274.4538 | 416151.476 | 734092210525.7217 | 1853.8394 | 1319.1606 | 395984786.83 | 556484347.5792 | 224862271729.3752 | 280290269274.4538 | 315117.5483 | 589462622312.3101 | 1522.5844 | 1650.4156 | 387146105.2551 | 357160114.1512 | 200837142354.6718 | 280290269274.4538 | 510258.5284 | 716165249859.6226 | 603.9223 | 2569.0777 | 1185856599.771 | 278763562.0963 | 796879167625.4038 | 285555423439.0012 | 346486.5658 | 593806852134.3715 | 939.0048 | 2233.9952 | 632378904.8299 | 265804896.392 | 391509440986.6813 | 285555423439.0012 | 429235.424 | 783492069802.2603 | 1793.7638 | 1379.2362 | 436786647.3386 | 568062280.6496 | 796879167625.4038 | 285555423439.0012 | 319478.8643 | 601069509769.9563 | 1500.2016 | 1672.7984 | 400659149.8459 | 359319760.6097 | 391509440986.6813 | 285555423439.0012 | 1018j | 264600.5845 | 476361046724.835 | 1262.0932 | 1910.9068 | 377437306.8579 | 249285333.5422 | 188824577667.32 | 280290269274.454 | 416151.476 | 734092210525.722 | 1853.8394 | 1319.1606 | 395984786.83 | 556484347.5792 | 224862271729.375 | 280290269274.454 | 315117.5483 | 589462622312.3101 | 1522.5844 | 1650.4156 | 387146105.2551 | 357160114.1512 | 200837142354.672 | 280290269274.454 | 510258.5284 | 716165249859.623 | 603.9223 | 2569.0777 | 1185856599.771 | 278763562.0963 | 796879167625.4041 | 285555423439.001 | 346486.5658 | 593806852134.3719 | 939.0048 | 2233.9952 | 632378904.8299 | 265804896.392 | 391509440986.681 | 285555423439.001 | 429235.424 | 783492069802.261 | 1793.7638 | 1379.2362 | 436786647.3386 | 568062280.6496 | 796879167625.4041 | 285555423439.001 | 319478.8643 | 601069509769.9561 | 1500.2016 | 1672.7984 | 400659149.8459 | 359319760.6097 | 391509440986.681 | 285555423439.001 | 0 | 0 | -3.4106e-12 | 3.4106e-12 | 0 | -2.9802e-07 | 0 | 0 | 0 | 0 | -2.7285e-12 | 2.7285e-12 | 0 | 0 | 0.00024414 | 0 | 4.6566e-10 | 0 | 0 | 0 | 0 | 0 | -0.00024414 | 0 | 0 | 0 | 0 | 0 | 0 | -4.7684e-07 | 0 | 0 | 0 | 0 | 0 | 0 | 0 | 0 | 0 | 0 | 0 | 0 | -4.3201e-12 | 4.3201e-12 | 0 | 0 | 0 | 0 | -4.6566e-10 | 0 | 0 | 0 | 0 | 0 | 0 | 0
119 | 119i | 80.4 | 0 | 1-11 | 1 | 2900 | 40 | 250 | 1840 | 30 | 120 | 3200 | 14 | 600 | 290 | 5450 | 0 | 0 | 1150 | 2400 | 3800 | 19 | 200 | 50 | 16 | 200 | 40 | 6031.8579 | 2 | 160 | 16 | 0 | 0 | 0 | 2 | 2500 | 5000 | - | 0 | - | - | 180 | 16 | Single-sided | 120 | 12 |  |  |  |  | 8 | 6 |  | 0 | 0 | 0 | 47.2435 | 380 | 380 | 355 | 266 | 380 | 380 | 0.125 | 3224.9031 | 3520 | 1005000 | 30129850746.2687 | 1580500 | 11076670833.3333 | 0 | 0 | 7655.2759 | 172722.1625 | 5428.6721 | 86858.7537 | 602730862.025 | 364198115.5556 | 235442187500 | 3.9121e+12 | 266617.2868 | 506265479532.1423 | 1298.7258 | 1971.2742 | 389817063.5411 | 256821441.0448 | 190015866988.1285 | 287687084285.5914 | 442846.072 | 797356979103.3511 | 1951.8642 | 1318.1358 | 408510486.0853 | 604912603.357 | 231301131357.277 | 287687084285.5914 | 325360.2152 | 637697253297.728 | 1595.0535 | 1674.9465 | 399796772.4654 | 380726945.493 | 203777621777.8447 | 287687084285.5914 | 512275.2307 | 759917387621.1991 | 625.5791 | 2644.4209 | 1214742332.4364 | 287366274.0794 | 798070456946.2124 | 292962021310.45 | 348503.2681 | 630279267595.5084 | 968.8997 | 2301.1003 | 650510314.1397 | 273903434.6982 | 392700730307.4897 | 292962021310.45 | 455930.02 | 851880024989.7628 | 1892.4929 | 1377.5071 | 450136445.4468 | 618421510.9846 | 798070456946.2124 | 292962021310.45 | 329721.5312 | 650354433218.041 | 1572.4075 | 1697.5925 | 413604255.7531 | 383103973.8331 | 392700730307.4897 | 292962021310.45 | 1019i | 266617.2868 | 506265479532.142 | 1298.7258 | 1971.2742 | 389817063.5411 | 256821441.0448 | 190015866988.128 | 287687084285.591 | 442846.072 | 797356979103.351 | 1951.8642 | 1318.1358 | 408510486.0853 | 604912603.357 | 231301131357.277 | 287687084285.591 | 325360.2152 | 637697253297.728 | 1595.0535 | 1674.9465 | 399796772.4654 | 380726945.493 | 203777621777.845 | 287687084285.591 | 512275.2307 | 759917387621.199 | 625.5791 | 2644.4209 | 1214742332.4364 | 287366274.0794 | 798070456946.213 | 292962021310.45 | 348503.2681 | 630279267595.509 | 968.8997 | 2301.1003 | 650510314.1397 | 273903434.6982 | 392700730307.49 | 292962021310.45 | 455930.02 | 851880024989.7629 | 1892.4929 | 1377.5071 | 450136445.4468 | 618421510.9846 | 798070456946.213 | 292962021310.45 | 329721.5312 | 650354433218.041 | 1572.4075 | 1697.5925 | 413604255.7531 | 383103973.8331 | 392700730307.49 | 292962021310.45 | 0 | 0 | 4.0927e-12 | -4.0927e-12 | 0 | 0 | 0.00048828 | 0 | 0 | 0 | 0 | 0 | 0 | 0 | 0 | 0 | 0 | 0 | 2.0464e-12 | -2.0464e-12 | 0 | 0 | -0.00033569 | 0 | 0 | 0 | 0 | 0 | 0 | 0 | 0 | 0 | 0 | 0 | 0 | 0 | 0 | 0 | 0 | 0 | 0 | 0 | -2.7285e-12 | 2.7285e-12 | 0 | 0 | 0 | 0 | 0 | 0 | -3.8654e-12 | 3.8654e-12 | 0 | 0 | 0 | 0
| 119j | 81.9 | 0 | 1-11 | 1 | 2900 | 40 | 250 | 1840 | 30 | 120 | 3200 | 14 | 600 | 290 | 5450 | 0 | 0 | 1150 | 2400 | 3800 | 19 | 200 | 50 | 16 | 200 | 40 | 6031.8579 | 2 | 160 | 16 | 0 | 0 | 0 | 2 | 2500 | 5000 | - | 0 | - | - | 180 | 16 | Single-sided | 120 | 12 | Pier | 20 | 1000 | 700 | 8 | 6 |  | 0 | 0 | 0 | 47.2435 | 380 | 380 | 355 | 266 | 380 | 380 | 0.125 | 3224.9031 | 3520 | 1005000 | 30129850746.2687 | 1580500 | 11076670833.3333 | 0 | 0 | 7655.2759 | 172722.1625 | 5428.6721 | 86858.7537 | 602730862.025 | 364198115.5556 | 235442187500 | 3.9121e+12 | 266617.2868 | 506265479532.1423 | 1298.7258 | 1971.2742 | 389817063.5411 | 256821441.0448 | 190015866988.1285 | 287687084285.5914 | 442846.072 | 797356979103.3511 | 1951.8642 | 1318.1358 | 408510486.0853 | 604912603.357 | 231301131357.277 | 287687084285.5914 | 325360.2152 | 637697253297.728 | 1595.0535 | 1674.9465 | 399796772.4654 | 380726945.493 | 203777621777.8447 | 287687084285.5914 | 512275.2307 | 759917387621.1991 | 625.5791 | 2644.4209 | 1214742332.4364 | 287366274.0794 | 798070456946.2124 | 292962021310.45 | 348503.2681 | 630279267595.5084 | 968.8997 | 2301.1003 | 650510314.1397 | 273903434.6982 | 392700730307.4897 | 292962021310.45 | 455930.02 | 851880024989.7628 | 1892.4929 | 1377.5071 | 450136445.4468 | 618421510.9846 | 798070456946.2124 | 292962021310.45 | 329721.5312 | 650354433218.041 | 1572.4075 | 1697.5925 | 413604255.7531 | 383103973.8331 | 392700730307.4897 | 292962021310.45 | 1019j | 266617.2868 | 506265479532.142 | 1298.7258 | 1971.2742 | 389817063.5411 | 256821441.0448 | 190015866988.128 | 287687084285.591 | 442846.072 | 797356979103.351 | 1951.8642 | 1318.1358 | 408510486.0853 | 604912603.357 | 231301131357.277 | 287687084285.591 | 325360.2152 | 637697253297.728 | 1595.0535 | 1674.9465 | 399796772.4654 | 380726945.493 | 203777621777.845 | 287687084285.591 | 512275.2307 | 759917387621.199 | 625.5791 | 2644.4209 | 1214742332.4364 | 287366274.0794 | 798070456946.213 | 292962021310.45 | 348503.2681 | 630279267595.509 | 968.8997 | 2301.1003 | 650510314.1397 | 273903434.6982 | 392700730307.49 | 292962021310.45 | 455930.02 | 851880024989.7629 | 1892.4929 | 1377.5071 | 450136445.4468 | 618421510.9846 | 798070456946.213 | 292962021310.45 | 329721.5312 | 650354433218.041 | 1572.4075 | 1697.5925 | 413604255.7531 | 383103973.8331 | 392700730307.49 | 292962021310.45 | 0 | 0 | 4.0927e-12 | -4.0927e-12 | 0 | 0 | 0.00048828 | 0 | 0 | 0 | 0 | 0 | 0 | 0 | 0 | 0 | 0 | 0 | 2.0464e-12 | -2.0464e-12 | 0 | 0 | -0.00033569 | 0 | 0 | 0 | 0 | 0 | 0 | 0 | 0 | 0 | 0 | 0 | 0 | 0 | 0 | 0 | 0 | 0 | 0 | 0 | -2.7285e-12 | 2.7285e-12 | 0 | 0 | 0 | 0 | 0 | 0 | -3.8654e-12 | 3.8654e-12 | 0 | 0 | 0 | 0
120 | 120i | 81.9 | 0 | 1-11 | 1 | 2900 | 40 | 250 | 1840 | 30 | 120 | 3200 | 14 | 600 | 290 | 5450 | 0 | 0 | 1150 | 2400 | 3800 | 19 | 200 | 50 | 16 | 200 | 40 | 6031.8579 | 2 | 160 | 16 | 0 | 0 | 0 | 2 | 2500 | 5000 | - | 0 | - | - | 180 | 16 | Single-sided | 120 | 12 | Pier | 20 | 1000 | 700 | 8 | 6 |  | 0 | 0 | 0 | 47.2435 | 380 | 380 | 355 | 266 | 380 | 380 | 0.125 | 3224.9031 | 3520 | 1005000 | 30129850746.2687 | 1580500 | 11076670833.3333 | 0 | 0 | 7655.2759 | 172722.1625 | 5428.6721 | 86858.7537 | 602730862.025 | 364198115.5556 | 235442187500 | 3.9121e+12 | 266617.2868 | 506265479532.1423 | 1298.7258 | 1971.2742 | 389817063.5411 | 256821441.0448 | 190015866988.1285 | 287687084285.5914 | 442846.072 | 797356979103.3511 | 1951.8642 | 1318.1358 | 408510486.0853 | 604912603.357 | 231301131357.277 | 287687084285.5914 | 325360.2152 | 637697253297.728 | 1595.0535 | 1674.9465 | 399796772.4654 | 380726945.493 | 203777621777.8447 | 287687084285.5914 | 512275.2307 | 759917387621.1991 | 625.5791 | 2644.4209 | 1214742332.4364 | 287366274.0794 | 798070456946.2124 | 292962021310.45 | 348503.2681 | 630279267595.5084 | 968.8997 | 2301.1003 | 650510314.1397 | 273903434.6982 | 392700730307.4897 | 292962021310.45 | 455930.02 | 851880024989.7628 | 1892.4929 | 1377.5071 | 450136445.4468 | 618421510.9846 | 798070456946.2124 | 292962021310.45 | 329721.5312 | 650354433218.041 | 1572.4075 | 1697.5925 | 413604255.7531 | 383103973.8331 | 392700730307.4897 | 292962021310.45 | 1020i | 266617.2868 | 506265479532.142 | 1298.7258 | 1971.2742 | 389817063.5411 | 256821441.0448 | 190015866988.128 | 287687084285.591 | 442846.072 | 797356979103.351 | 1951.8642 | 1318.1358 | 408510486.0853 | 604912603.357 | 231301131357.277 | 287687084285.591 | 325360.2152 | 637697253297.728 | 1595.0535 | 1674.9465 | 399796772.4654 | 380726945.493 | 203777621777.845 | 287687084285.591 | 512275.2307 | 759917387621.199 | 625.5791 | 2644.4209 | 1214742332.4364 | 287366274.0794 | 798070456946.213 | 292962021310.45 | 348503.2681 | 630279267595.509 | 968.8997 | 2301.1003 | 650510314.1397 | 273903434.6982 | 392700730307.49 | 292962021310.45 | 455930.02 | 851880024989.7629 | 1892.4929 | 1377.5071 | 450136445.4468 | 618421510.9846 | 798070456946.213 | 292962021310.45 | 329721.5312 | 650354433218.041 | 1572.4075 | 1697.5925 | 413604255.7531 | 383103973.8331 | 392700730307.49 | 292962021310.45 | 0 | 0 | 4.0927e-12 | -4.0927e-12 | 0 | 0 | 0.00048828 | 0 | 0 | 0 | 0 | 0 | 0 | 0 | 0 | 0 | 0 | 0 | 2.0464e-12 | -2.0464e-12 | 0 | 0 | -0.00033569 | 0 | 0 | 0 | 0 | 0 | 0 | 0 | 0 | 0 | 0 | 0 | 0 | 0 | 0 | 0 | 0 | 0 | 0 | 0 | -2.7285e-12 | 2.7285e-12 | 0 | 0 | 0 | 0 | 0 | 0 | -3.8654e-12 | 3.8654e-12 | 0 | 0 | 0 | 0
| 120j | 83.4 | 0 | 1-11 | 1 | 2900 | 40 | 250 | 1840 | 30 | 120 | 3200 | 14 | 600 | 290 | 5450 | 0 | 0 | 1150 | 2400 | 3800 | 19 | 200 | 50 | 16 | 200 | 40 | 6031.8579 | 2 | 160 | 16 | 0 | 0 | 0 | 2 | 2500 | 5000 | - | 0 | - | - | 180 | 16 | Single-sided | 120 | 12 |  |  |  |  | 8 | 6 |  | 0 | 0 | 0 | 47.2435 | 380 | 380 | 355 | 266 | 380 | 380 | 0.125 | 3224.9031 | 3520 | 1005000 | 30129850746.2687 | 1580500 | 11076670833.3333 | 0 | 0 | 7655.2759 | 172722.1625 | 5428.6721 | 86858.7537 | 602730862.025 | 364198115.5556 | 235442187500 | 3.9121e+12 | 266617.2868 | 506265479532.1423 | 1298.7258 | 1971.2742 | 389817063.5411 | 256821441.0448 | 190015866988.1285 | 287687084285.5914 | 442846.072 | 797356979103.3511 | 1951.8642 | 1318.1358 | 408510486.0853 | 604912603.357 | 231301131357.277 | 287687084285.5914 | 325360.2152 | 637697253297.728 | 1595.0535 | 1674.9465 | 399796772.4654 | 380726945.493 | 203777621777.8447 | 287687084285.5914 | 512275.2307 | 759917387621.1991 | 625.5791 | 2644.4209 | 1214742332.4364 | 287366274.0794 | 798070456946.2124 | 292962021310.45 | 348503.2681 | 630279267595.5084 | 968.8997 | 2301.1003 | 650510314.1397 | 273903434.6982 | 392700730307.4897 | 292962021310.45 | 455930.02 | 851880024989.7628 | 1892.4929 | 1377.5071 | 450136445.4468 | 618421510.9846 | 798070456946.2124 | 292962021310.45 | 329721.5312 | 650354433218.041 | 1572.4075 | 1697.5925 | 413604255.7531 | 383103973.8331 | 392700730307.4897 | 292962021310.45 | 1020j | 266617.2868 | 506265479532.142 | 1298.7258 | 1971.2742 | 389817063.5411 | 256821441.0448 | 190015866988.128 | 287687084285.591 | 442846.072 | 797356979103.351 | 1951.8642 | 1318.1358 | 408510486.0853 | 604912603.357 | 231301131357.277 | 287687084285.591 | 325360.2152 | 637697253297.728 | 1595.0535 | 1674.9465 | 399796772.4654 | 380726945.493 | 203777621777.845 | 287687084285.591 | 512275.2307 | 759917387621.199 | 625.5791 | 2644.4209 | 1214742332.4364 | 287366274.0794 | 798070456946.213 | 292962021310.45 | 348503.2681 | 630279267595.509 | 968.8997 | 2301.1003 | 650510314.1397 | 273903434.6982 | 392700730307.49 | 292962021310.45 | 455930.02 | 851880024989.7629 | 1892.4929 | 1377.5071 | 450136445.4468 | 618421510.9846 | 798070456946.213 | 292962021310.45 | 329721.5312 | 650354433218.041 | 1572.4075 | 1697.5925 | 413604255.7531 | 383103973.8331 | 392700730307.49 | 292962021310.45 | 0 | 0 | 4.0927e-12 | -4.0927e-12 | 0 | 0 | 0.00048828 | 0 | 0 | 0 | 0 | 0 | 0 | 0 | 0 | 0 | 0 | 0 | 2.0464e-12 | -2.0464e-12 | 0 | 0 | -0.00033569 | 0 | 0 | 0 | 0 | 0 | 0 | 0 | 0 | 0 | 0 | 0 | 0 | 0 | 0 | 0 | 0 | 0 | 0 | 0 | -2.7285e-12 | 2.7285e-12 | 0 | 0 | 0 | 0 | 0 | 0 | -3.8654e-12 | 3.8654e-12 | 0 | 0 | 0 | 0
121 | 121i | 83.4 | 0 | 1-12 | 1 | 2900 | 40 | 250 | 1864 | 30 | 120 | 3103 | 14 | 512 | 290 | 5450 | 0 | 0 | 1150 | 2400 | 3800 | 19 | 200 | 50 | 16 | 200 | 40 | 6031.8579 | 2 | 160 | 16 | 0 | 0 | 0 | 2 | 2500 | 5000 | - | 0 | - | - | 180 | 16 | Single-sided | 120 | 12 |  |  |  |  | 8 | 6 |  | 0 | 0 | 0 | 47.2435 | 380 | 380 | 355 | 266 | 380 | 380 | 0.12504 | 3127.1637 | 3423 | 864266.5601 | 18871138575.0907 | 1580500 | 11076670833.3333 | 0 | 0 | 7655.2759 | 172722.1625 | 5428.6721 | 86858.7537 | 549964617.8973 | 375202702.2222 | 205516269595.8542 | 3.9121e+12 | 264600.5845 | 476361046724.835 | 1262.0932 | 1910.9068 | 377437306.8579 | 249285333.5422 | 188824577667.32 | 280290269274.4538 | 416151.476 | 734092210525.7217 | 1853.8394 | 1319.1606 | 395984786.83 | 556484347.5792 | 224862271729.3752 | 280290269274.4538 | 315117.5483 | 589462622312.3101 | 1522.5844 | 1650.4156 | 387146105.2551 | 357160114.1512 | 200837142354.6718 | 280290269274.4538 | 510258.5284 | 716165249859.6226 | 603.9223 | 2569.0777 | 1185856599.771 | 278763562.0963 | 796879167625.4038 | 285555423439.0012 | 346486.5658 | 593806852134.3715 | 939.0048 | 2233.9952 | 632378904.8299 | 265804896.392 | 391509440986.6813 | 285555423439.0012 | 429235.424 | 783492069802.2603 | 1793.7638 | 1379.2362 | 436786647.3386 | 568062280.6496 | 796879167625.4038 | 285555423439.0012 | 319478.8643 | 601069509769.9563 | 1500.2016 | 1672.7984 | 400659149.8459 | 359319760.6097 | 391509440986.6813 | 285555423439.0012 | 1021i | 264600.5845 | 476361046724.835 | 1262.0932 | 1910.9068 | 377437306.8579 | 249285333.5422 | 188824577667.32 | 280290269274.454 | 416151.476 | 734092210525.722 | 1853.8394 | 1319.1606 | 395984786.83 | 556484347.5792 | 224862271729.375 | 280290269274.454 | 315117.5483 | 589462622312.3101 | 1522.5844 | 1650.4156 | 387146105.2551 | 357160114.1512 | 200837142354.672 | 280290269274.454 | 510258.5284 | 716165249859.623 | 603.9223 | 2569.0777 | 1185856599.771 | 278763562.0963 | 796879167625.4041 | 285555423439.001 | 346486.5658 | 593806852134.3719 | 939.0048 | 2233.9952 | 632378904.8299 | 265804896.392 | 391509440986.681 | 285555423439.001 | 429235.424 | 783492069802.261 | 1793.7638 | 1379.2362 | 436786647.3386 | 568062280.6496 | 796879167625.4041 | 285555423439.001 | 319478.8643 | 601069509769.9561 | 1500.2016 | 1672.7984 | 400659149.8459 | 359319760.6097 | 391509440986.681 | 285555423439.001 | 0 | 0 | -3.4106e-12 | 3.4106e-12 | 0 | -2.9802e-07 | 0 | 0 | 0 | 0 | -2.7285e-12 | 2.7285e-12 | 0 | 0 | 0.00024414 | 0 | 4.6566e-10 | 0 | 0 | 0 | 0 | 0 | -0.00024414 | 0 | 0 | 0 | 0 | 0 | 0 | -4.7684e-07 | 0 | 0 | 0 | 0 | 0 | 0 | 0 | 0 | 0 | 0 | 0 | 0 | -4.3201e-12 | 4.3201e-12 | 0 | 0 | 0 | 0 | -4.6566e-10 | 0 | 0 | 0 | 0 | 0 | 0 | 0
| 121j | 86.9 | 0 | 1-12 | 1 | 2900 | 40 | 250 | 1864 | 30 | 120 | 3103 | 14 | 512 | 290 | 5450 | 0 | 0 | 1150 | 2400 | 3800 | 19 | 200 | 50 | 16 | 200 | 40 | 6031.8579 | 2 | 160 | 16 | 0 | 0 | 0 | 2 | 2500 | 5000 | - | 0 | - | - | 180 | 16 | Single-sided | 120 | 12 |  |  |  |  | 8 | 6 |  | 0 | 0 | 0 | 47.2435 | 380 | 380 | 355 | 266 | 380 | 380 | 0.12504 | 3127.1637 | 3423 | 864266.5601 | 18871138575.0907 | 1580500 | 11076670833.3333 | 0 | 0 | 7655.2759 | 172722.1625 | 5428.6721 | 86858.7537 | 549964617.8973 | 375202702.2222 | 205516269595.8542 | 3.9121e+12 | 264600.5845 | 476361046724.835 | 1262.0932 | 1910.9068 | 377437306.8579 | 249285333.5422 | 188824577667.32 | 280290269274.4538 | 416151.476 | 734092210525.7217 | 1853.8394 | 1319.1606 | 395984786.83 | 556484347.5792 | 224862271729.3752 | 280290269274.4538 | 315117.5483 | 589462622312.3101 | 1522.5844 | 1650.4156 | 387146105.2551 | 357160114.1512 | 200837142354.6718 | 280290269274.4538 | 510258.5284 | 716165249859.6226 | 603.9223 | 2569.0777 | 1185856599.771 | 278763562.0963 | 796879167625.4038 | 285555423439.0012 | 346486.5658 | 593806852134.3715 | 939.0048 | 2233.9952 | 632378904.8299 | 265804896.392 | 391509440986.6813 | 285555423439.0012 | 429235.424 | 783492069802.2603 | 1793.7638 | 1379.2362 | 436786647.3386 | 568062280.6496 | 796879167625.4038 | 285555423439.0012 | 319478.8643 | 601069509769.9563 | 1500.2016 | 1672.7984 | 400659149.8459 | 359319760.6097 | 391509440986.6813 | 285555423439.0012 | 1021j | 264600.5845 | 476361046724.835 | 1262.0932 | 1910.9068 | 377437306.8579 | 249285333.5422 | 188824577667.32 | 280290269274.454 | 416151.476 | 734092210525.722 | 1853.8394 | 1319.1606 | 395984786.83 | 556484347.5792 | 224862271729.375 | 280290269274.454 | 315117.5483 | 589462622312.3101 | 1522.5844 | 1650.4156 | 387146105.2551 | 357160114.1512 | 200837142354.672 | 280290269274.454 | 510258.5284 | 716165249859.623 | 603.9223 | 2569.0777 | 1185856599.771 | 278763562.0963 | 796879167625.4041 | 285555423439.001 | 346486.5658 | 593806852134.3719 | 939.0048 | 2233.9952 | 632378904.8299 | 265804896.392 | 391509440986.681 | 285555423439.001 | 429235.424 | 783492069802.261 | 1793.7638 | 1379.2362 | 436786647.3386 | 568062280.6496 | 796879167625.4041 | 285555423439.001 | 319478.8643 | 601069509769.9561 | 1500.2016 | 1672.7984 | 400659149.8459 | 359319760.6097 | 391509440986.681 | 285555423439.001 | 0 | 0 | -3.4106e-12 | 3.4106e-12 | 0 | -2.9802e-07 | 0 | 0 | 0 | 0 | -2.7285e-12 | 2.7285e-12 | 0 | 0 | 0.00024414 | 0 | 4.6566e-10 | 0 | 0 | 0 | 0 | 0 | -0.00024414 | 0 | 0 | 0 | 0 | 0 | 0 | -4.7684e-07 | 0 | 0 | 0 | 0 | 0 | 0 | 0 | 0 | 0 | 0 | 0 | 0 | -4.3201e-12 | 4.3201e-12 | 0 | 0 | 0 | 0 | -4.6566e-10 | 0 | 0 | 0 | 0 | 0 | 0 | 0
122 | 122i | 86.9 | 0 | 1-13 | 2 | 800 | 40 | 250 | 1909 | 30 | 120 | 2924 | 12 | 356 | 290 | 5500 | 0 | 0 | 1200 | 2400 | 3800 | 19 | 200 | 50 | 16 | 200 | 40 | 6031.8579 | 2 | 160 | 16 | 0 | 0 | 0 | 2 | 2500 | 5000 | W | 2500 | 100x10 | 100x10 | 200 | 14 | Single-sided | 120 | 12 |  |  |  |  | 8 | 6 |  | 1900 | 1900 | 0.70394 | 47.2435 | 380 | 380 | 355 | 266 | 380 | 380 | 0.125 | 2946.7552 | 3244 | 610006 | 6441028318.3747 | 1595000 | 11178291666.6667 | 0 | 0 | 7655.2759 | 172722.1625 | 5428.6721 | 86858.7537 | 394088727.7414 | 396277902.2222 | 149352979447.9167 | 4.0207e+12 | 197112.125 | 325640213974.4683 | 1485.8449 | 1508.1551 | 219161648.9189 | 215919575.9716 | 166605811480.5167 | 36085275229.9063 | 304077.9124 | 443979400215.186 | 1943.2017 | 1050.7983 | 228478285.7737 | 422516303.0341 | 192795158879.556 | 36085275229.9063 | 232767.3874 | 377056052501.8651 | 1685.0024 | 1308.9976 | 223771821.2715 | 288049457.1833 | 175335593946.8632 | 36085275229.9063 | 445023.8115 | 605273958783.209 | 599.6248 | 2394.3752 | 1009421153.542 | 252789938.3324 | 791549854613.3035 | 239977604872.8819 | 279749.3538 | 473578022724.3066 | 1015.9135 | 1978.0865 | 466159809.3944 | 239412185.485 | 374920492524.7789 | 239977604872.8819 | 317161.8604 | 497350595408.7795 | 1858.211 | 1135.789 | 267650221.0203 | 437889971.3588 | 791549854613.3035 | 239977604872.8819 | 237128.7034 | 391000412051.8364 | 1651.8593 | 1342.1407 | 236703219.7604 | 291325945.5921 | 374920492524.7789 | 239977604872.8819 | 1022i | 197112.125 | 325640213974.468 | 1485.8449 | 1508.1551 | 219161648.9189 | 215919575.9716 | 166605811480.517 | 36085275229.9062 | 304077.9124 | 443979400215.186 | 1943.2017 | 1050.7983 | 228478285.7737 | 422516303.0341 | 192795158879.556 | 36085275229.9062 | 232767.3874 | 377056052501.865 | 1685.0024 | 1308.9976 | 223771821.2715 | 288049457.1833 | 175335593946.863 | 36085275229.9062 | 445023.8115 | 605273958783.209 | 599.6248 | 2394.3752 | 1009421153.542 | 252789938.3324 | 791549854613.304 | 239977604872.882 | 279749.3538 | 473578022724.307 | 1015.9135 | 1978.0865 | 466159809.3944 | 239412185.485 | 374920492524.779 | 239977604872.882 | 317161.8604 | 497350595408.78 | 1858.211 | 1135.789 | 267650221.0203 | 437889971.3588 | 791549854613.304 | 239977604872.882 | 237128.7034 | 391000412051.836 | 1651.8593 | 1342.1407 | 236703219.7604 | 291325945.5921 | 374920492524.779 | 239977604872.882 | 0 | 0 | 0 | 0 | 0 | 2.3842e-07 | -0.00027466 | 6.1035e-05 | -5.8208e-10 | 0 | 3.4106e-12 | -3.4106e-12 | 0 | -4.7684e-07 | 0 | 6.1035e-05 | 3.7835e-10 | 0 | -2.7285e-12 | 2.7285e-12 | 2.6822e-07 | 0 | 0 | 6.1035e-05 | -5.2387e-10 | 0 | 0 | -3.638e-12 | 2.1458e-06 | 0 | 0 | 0 | 0 | 0 | 5.457e-12 | -5.457e-12 | -8.3447e-07 | -2.9802e-07 | 0 | 0 | -5.2387e-10 | -0.00054932 | 0 | 0 | 0 | -5.9605e-07 | 0 | 0 | 4.3656e-10 | 0 | 0 | 0 | 0 | 0 | 0 | 0
| 122j | 91.9 | 0 | 1-13 | 2 | 800 | 40 | 250 | 1909 | 30 | 120 | 2924 | 12 | 356 | 290 | 5500 | 0 | 0 | 1200 | 2400 | 3800 | 19 | 200 | 50 | 16 | 200 | 40 | 6031.8579 | 2 | 160 | 16 | 0 | 0 | 0 | 2 | 2500 | 5000 | W | 2500 | 100x10 | 100x10 | 200 | 14 | Single-sided | 120 | 12 | Cross | 12 | 400 | 1000 | 8 | 6 |  | 1900 | 1900 | 0.70394 | 47.2435 | 380 | 380 | 355 | 266 | 380 | 380 | 0.125 | 2946.7552 | 3244 | 610006 | 6441028318.3747 | 1595000 | 11178291666.6667 | 0 | 0 | 7655.2759 | 172722.1625 | 5428.6721 | 86858.7537 | 394088727.7414 | 396277902.2222 | 149352979447.9167 | 4.0207e+12 | 197112.125 | 325640213974.4683 | 1485.8449 | 1508.1551 | 219161648.9189 | 215919575.9716 | 166605811480.5167 | 36085275229.9063 | 304077.9124 | 443979400215.186 | 1943.2017 | 1050.7983 | 228478285.7737 | 422516303.0341 | 192795158879.556 | 36085275229.9063 | 232767.3874 | 377056052501.8651 | 1685.0024 | 1308.9976 | 223771821.2715 | 288049457.1833 | 175335593946.8632 | 36085275229.9063 | 445023.8115 | 605273958783.209 | 599.6248 | 2394.3752 | 1009421153.542 | 252789938.3324 | 791549854613.3035 | 239977604872.8819 | 279749.3538 | 473578022724.3066 | 1015.9135 | 1978.0865 | 466159809.3944 | 239412185.485 | 374920492524.7789 | 239977604872.8819 | 317161.8604 | 497350595408.7795 | 1858.211 | 1135.789 | 267650221.0203 | 437889971.3588 | 791549854613.3035 | 239977604872.8819 | 237128.7034 | 391000412051.8364 | 1651.8593 | 1342.1407 | 236703219.7604 | 291325945.5921 | 374920492524.7789 | 239977604872.8819 | 1022j | 197112.125 | 325640213974.468 | 1485.8449 | 1508.1551 | 219161648.9189 | 215919575.9716 | 166605811480.517 | 36085275229.9062 | 304077.9124 | 443979400215.186 | 1943.2017 | 1050.7983 | 228478285.7737 | 422516303.0341 | 192795158879.556 | 36085275229.9062 | 232767.3874 | 377056052501.865 | 1685.0024 | 1308.9976 | 223771821.2715 | 288049457.1833 | 175335593946.863 | 36085275229.9062 | 445023.8115 | 605273958783.209 | 599.6248 | 2394.3752 | 1009421153.542 | 252789938.3324 | 791549854613.304 | 239977604872.882 | 279749.3538 | 473578022724.307 | 1015.9135 | 1978.0865 | 466159809.3944 | 239412185.485 | 374920492524.779 | 239977604872.882 | 317161.8604 | 497350595408.78 | 1858.211 | 1135.789 | 267650221.0203 | 437889971.3588 | 791549854613.304 | 239977604872.882 | 237128.7034 | 391000412051.836 | 1651.8593 | 1342.1407 | 236703219.7604 | 291325945.5921 | 374920492524.779 | 239977604872.882 | 0 | 0 | 0 | 0 | 0 | 2.3842e-07 | -0.00027466 | 6.1035e-05 | -5.8208e-10 | 0 | 3.4106e-12 | -3.4106e-12 | 0 | -4.7684e-07 | 0 | 6.1035e-05 | 3.7835e-10 | 0 | -2.7285e-12 | 2.7285e-12 | 2.6822e-07 | 0 | 0 | 6.1035e-05 | -5.2387e-10 | 0 | 0 | -3.638e-12 | 2.1458e-06 | 0 | 0 | 0 | 0 | 0 | 5.457e-12 | -5.457e-12 | -8.3447e-07 | -2.9802e-07 | 0 | 0 | -5.2387e-10 | -0.00054932 | 0 | 0 | 0 | -5.9605e-07 | 0 | 0 | 4.3656e-10 | 0 | 0 | 0 | 0 | 0 | 0 | 0
123 | 123i | 91.9 | 0 | 1-14 | 2 | 600 | 40 | 250 | 1937 | 30 | 120 | 2814 | 12 | 0 | 290 | 5500 | 0 | 0 | 1200 | 2400 | 3800 | 19 | 200 | 50 | 16 | 200 | 40 | 0 | 2 | 160 | 16 | 0 | 0 | 0 | 2 | 2500 | 5000 | W | 2500 | 100x10 | 100x10 | 180 | 16 | Single-sided | 120 | 12 | Cross | 12 | 400 | 1000 | 8 | 6 |  | 1900 | 1900 | 0.70187 | 47.2435 | 380 | 380 | 355 | 266 | 380 | 380 | 0.12491 | 2835.8682 | 3134 | 0 | 0 | 1595000 | 11178291666.6667 | 0 | 0 | 7655.2759 | 172722.1625 | 5428.6721 | 86858.7537 | 350792629.1577 | 409682062.2222 | 0 | 4.0207e+12 | 179290.836 | 266753445076.4816 | 1563.7414 | 1320.2586 | 170586676.364 | 202046357.7917 | 156447512779.4435 | 33960831594.0101 | 179290.836 | 266753445076.4816 | 1563.7414 | 1320.2586 | 170586676.364 | 202046357.7917 | 156447512779.4435 | 33960831594.0101 | 179290.836 | 266753445076.4816 | 1563.7414 | 1320.2586 | 170586676.364 | 202046357.7917 | 156447512779.4435 | 33960831594.0101 | 427202.5225 | 558224821559.1245 | 595.3471 | 2288.6529 | 937646029.058 | 243909775.7737 | 781391555912.2302 | 232291919953.917 | 261928.0648 | 424850480392.3792 | 1037.2603 | 1846.7397 | 409589057.4601 | 230054342.2583 | 364762193823.7058 | 232291919953.917 | 192374.784 | 301328417339.3644 | 1449.4282 | 1434.5718 | 207894678.1342 | 210047643.2384 | 781391555912.2302 | 232291919953.917 | 183652.152 | 278823804306.3364 | 1523.8272 | 1360.1728 | 182975996.8248 | 204991459.9914 | 364762193823.7058 | 232291919953.917 | 1023i | 179290.836 | 266753445076.482 | 1563.7414 | 1320.2586 | 170586676.364 | 202046357.7917 | 156447512779.444 | 33960831594.0101 | 179290.836 | 266753445076.482 | 1563.7414 | 1320.2586 | 170586676.364 | 202046357.7917 | 156447512779.444 | 33960831594.0101 | 179290.836 | 266753445076.482 | 1563.7414 | 1320.2586 | 170586676.364 | 202046357.7917 | 156447512779.444 | 33960831594.0101 | 427202.5225 | 558224821559.125 | 595.3471 | 2288.6529 | 937646029.058 | 243909775.7737 | 781391555912.231 | 232291919953.917 | 261928.0648 | 424850480392.379 | 1037.2603 | 1846.7397 | 409589057.4601 | 230054342.2583 | 364762193823.706 | 232291919953.917 | 192374.784 | 301328417339.364 | 1449.4282 | 1434.5718 | 207894678.1342 | 210047643.2384 | 781391555912.231 | 232291919953.917 | 183652.152 | 278823804306.336 | 1523.8272 | 1360.1728 | 182975996.8248 | 204991459.9914 | 364762193823.706 | 232291919953.917 | 3.4925e-10 | -0.00039673 | 4.5475e-12 | -4.5475e-12 | 3.8743e-07 | 0 | -0.00045776 | 4.1962e-05 | 3.4925e-10 | -0.00039673 | 4.5475e-12 | -4.5475e-12 | 3.8743e-07 | 0 | -0.00045776 | 4.1962e-05 | 3.4925e-10 | -0.00039673 | 4.5475e-12 | -4.5475e-12 | 3.8743e-07 | 0 | -0.00045776 | 4.1962e-05 | 0 | 0 | 0 | 0 | 0 | 3.5763e-07 | 0 | 0 | 0 | 0 | -4.3201e-12 | 4.3201e-12 | 0 | 0 | 0 | 0 | 4.6566e-10 | 0 | -2.7285e-12 | 2.7285e-12 | -5.0664e-07 | 0 | 0 | 0 | 4.0745e-10 | 0 | 0 | 0 | 0 | 0 | 0 | 0
| 123j | 96.9 | 0 | 1-14 | 2 | 600 | 40 | 250 | 1937 | 30 | 120 | 2814 | 12 | 0 | 290 | 5500 | 0 | 0 | 1200 | 2400 | 3800 | 19 | 200 | 50 | 16 | 200 | 40 | 0 | 2 | 160 | 16 | 0 | 0 | 0 | 2 | 2500 | 5000 | W | 2500 | 100x10 | 100x10 | 180 | 16 | Single-sided | 120 | 12 |  |  |  |  | 8 | 6 |  | 1900 | 1900 | 0.70187 | 47.2435 | 380 | 380 | 355 | 266 | 380 | 380 | 0.12491 | 2835.8682 | 3134 | 0 | 0 | 1595000 | 11178291666.6667 | 0 | 0 | 7655.2759 | 172722.1625 | 5428.6721 | 86858.7537 | 350792629.1577 | 409682062.2222 | 0 | 4.0207e+12 | 179290.836 | 266753445076.4816 | 1563.7414 | 1320.2586 | 170586676.364 | 202046357.7917 | 156447512779.4435 | 33960831594.0101 | 179290.836 | 266753445076.4816 | 1563.7414 | 1320.2586 | 170586676.364 | 202046357.7917 | 156447512779.4435 | 33960831594.0101 | 179290.836 | 266753445076.4816 | 1563.7414 | 1320.2586 | 170586676.364 | 202046357.7917 | 156447512779.4435 | 33960831594.0101 | 427202.5225 | 558224821559.1245 | 595.3471 | 2288.6529 | 937646029.058 | 243909775.7737 | 781391555912.2302 | 232291919953.917 | 261928.0648 | 424850480392.3792 | 1037.2603 | 1846.7397 | 409589057.4601 | 230054342.2583 | 364762193823.7058 | 232291919953.917 | 192374.784 | 301328417339.3644 | 1449.4282 | 1434.5718 | 207894678.1342 | 210047643.2384 | 781391555912.2302 | 232291919953.917 | 183652.152 | 278823804306.3364 | 1523.8272 | 1360.1728 | 182975996.8248 | 204991459.9914 | 364762193823.7058 | 232291919953.917 | 1023j | 179290.836 | 266753445076.482 | 1563.7414 | 1320.2586 | 170586676.364 | 202046357.7917 | 156447512779.444 | 33960831594.0101 | 179290.836 | 266753445076.482 | 1563.7414 | 1320.2586 | 170586676.364 | 202046357.7917 | 156447512779.444 | 33960831594.0101 | 179290.836 | 266753445076.482 | 1563.7414 | 1320.2586 | 170586676.364 | 202046357.7917 | 156447512779.444 | 33960831594.0101 | 427202.5225 | 558224821559.125 | 595.3471 | 2288.6529 | 937646029.058 | 243909775.7737 | 781391555912.231 | 232291919953.917 | 261928.0648 | 424850480392.379 | 1037.2603 | 1846.7397 | 409589057.4601 | 230054342.2583 | 364762193823.706 | 232291919953.917 | 192374.784 | 301328417339.364 | 1449.4282 | 1434.5718 | 207894678.1342 | 210047643.2384 | 781391555912.231 | 232291919953.917 | 183652.152 | 278823804306.336 | 1523.8272 | 1360.1728 | 182975996.8248 | 204991459.9914 | 364762193823.706 | 232291919953.917 | 3.4925e-10 | -0.00039673 | 4.5475e-12 | -4.5475e-12 | 3.8743e-07 | 0 | -0.00045776 | 4.1962e-05 | 3.4925e-10 | -0.00039673 | 4.5475e-12 | -4.5475e-12 | 3.8743e-07 | 0 | -0.00045776 | 4.1962e-05 | 3.4925e-10 | -0.00039673 | 4.5475e-12 | -4.5475e-12 | 3.8743e-07 | 0 | -0.00045776 | 4.1962e-05 | 0 | 0 | 0 | 0 | 0 | 3.5763e-07 | 0 | 0 | 0 | 0 | -4.3201e-12 | 4.3201e-12 | 0 | 0 | 0 | 0 | 4.6566e-10 | 0 | -2.7285e-12 | 2.7285e-12 | -5.0664e-07 | 0 | 0 | 0 | 4.0745e-10 | 0 | 0 | 0 | 0 | 0 | 0 | 0
124 | 124i | 96.9 | 0 | 1-15 | 2 | 500 | 26 | 250 | 1940 | 24 | 120 | 2800 | 12 | 0 | 290 | 5500 | 0 | 0 | 1200 | 2400 | 3800 | 19 | 200 | 50 | 16 | 200 | 40 | 0 | 2 | 160 | 16 | 0 | 0 | 0 | 2 | 2500 | 5000 | W | 2500 | 100x10 | 100x10 | 150 | 14 | Single-sided | 120 | 12 |  |  |  |  | 8 | 6 |  | 1900 | 1900 | 0.6967 | 47.2435 | 380 | 380 | 355 | 266 | 380 | 380 | 0.125 | 2821.7902 | 3114 | 0 | 0 | 1595000 | 11178291666.6667 | 0 | 0 | 7655.2759 | 172722.1625 | 5428.6721 | 86858.7537 | 346081987.7768 | 411131448.8889 | 0 | 4.0207e+12 | 145402.9651 | 189124645922.7574 | 1671.9587 | 1178.0413 | 113115622.559 | 160541605.1285 | 125681121405.1918 | 33272728541.3084 | 145402.9651 | 189124645922.7574 | 1671.9587 | 1178.0413 | 113115622.559 | 160541605.1285 | 125681121405.1918 | 33272728541.3084 | 145402.9651 | 189124645922.7574 | 1671.9587 | 1178.0413 | 113115622.559 | 160541605.1285 | 125681121405.1918 | 33272728541.3084 | 393314.6516 | 484830911260.6732 | 543.0926 | 2306.9074 | 892722447.2471 | 210164873.1 | 750625164537.9786 | 224551840849.6987 | 228040.1939 | 358712367866.0763 | 1022.9509 | 1827.0491 | 350664311.9024 | 196334277.3519 | 333995802449.4541 | 224551840849.6987 | 158486.9131 | 228272991963.3881 | 1523.1133 | 1326.8867 | 149872631.9318 | 172036530.2362 | 750625164537.9786 | 224551840849.6987 | 149764.2811 | 202931654274.8608 | 1619.4538 | 1230.5462 | 125308700.3588 | 164911856.723 | 333995802449.4541 | 224551840849.6987 | 1024i | 145402.9651 | 189124645922.757 | 1671.9587 | 1178.0413 | 113115622.559 | 160541605.1285 | 125681121405.192 | 33272728541.3084 | 145402.9651 | 189124645922.757 | 1671.9587 | 1178.0413 | 113115622.559 | 160541605.1285 | 125681121405.192 | 33272728541.3084 | 145402.9651 | 189124645922.757 | 1671.9587 | 1178.0413 | 113115622.559 | 160541605.1285 | 125681121405.192 | 33272728541.3084 | 393314.6516 | 484830911260.673 | 543.0926 | 2306.9074 | 892722447.2471 | 210164873.1 | 750625164537.979 | 224551840849.699 | 228040.1939 | 358712367866.076 | 1022.9509 | 1827.0491 | 350664311.9024 | 196334277.3519 | 333995802449.454 | 224551840849.699 | 158486.9131 | 228272991963.388 | 1523.1133 | 1326.8867 | 149872631.9318 | 172036530.2362 | 750625164537.979 | 224551840849.699 | 149764.2811 | 202931654274.861 | 1619.4538 | 1230.5462 | 125308700.3588 | 164911856.723 | 333995802449.454 | 224551840849.699 | 0 | 0.00042725 | -4.5475e-12 | 4.5475e-12 | 2.8312e-07 | 4.7684e-07 | -0.00015259 | 0 | 0 | 0.00042725 | -4.5475e-12 | 4.5475e-12 | 2.8312e-07 | 4.7684e-07 | -0.00015259 | 0 | 0 | 0.00042725 | -4.5475e-12 | 4.5475e-12 | 2.8312e-07 | 4.7684e-07 | -0.00015259 | 0 | -5.8208e-10 | 0 | 0 | 0 | 0 | 3.5763e-07 | 0 | -0.00027466 | -2.9104e-10 | 0 | 2.5011e-12 | -2.5011e-12 | 0 | 0 | 0 | -0.00027466 | 0 | 0 | -4.5475e-12 | 4.5475e-12 | 0 | 2.3842e-07 | 0 | -0.00027466 | 0 | 0 | 2.7285e-12 | -2.7285e-12 | -2.0862e-07 | -3.2783e-07 | 0 | -0.00027466
| 124j | 101.9 | 0 | 1-15 | 2 | 500 | 26 | 250 | 1940 | 24 | 120 | 2800 | 12 | 0 | 290 | 5500 | 0 | 0 | 1200 | 2400 | 3800 | 19 | 200 | 50 | 16 | 200 | 40 | 0 | 2 | 160 | 16 | 0 | 0 | 0 | 2 | 2500 | 5000 | W | 2500 | 100x10 | 100x10 | 150 | 14 | Single-sided | 120 | 12 | Cross | 12 | 400 | 1000 | 8 | 6 |  | 1900 | 1900 | 0.6967 | 47.2435 | 380 | 380 | 355 | 266 | 380 | 380 | 0.125 | 2821.7902 | 3114 | 0 | 0 | 1595000 | 11178291666.6667 | 0 | 0 | 7655.2759 | 172722.1625 | 5428.6721 | 86858.7537 | 346081987.7768 | 411131448.8889 | 0 | 4.0207e+12 | 145402.9651 | 189124645922.7574 | 1671.9587 | 1178.0413 | 113115622.559 | 160541605.1285 | 125681121405.1918 | 33272728541.3084 | 145402.9651 | 189124645922.7574 | 1671.9587 | 1178.0413 | 113115622.559 | 160541605.1285 | 125681121405.1918 | 33272728541.3084 | 145402.9651 | 189124645922.7574 | 1671.9587 | 1178.0413 | 113115622.559 | 160541605.1285 | 125681121405.1918 | 33272728541.3084 | 393314.6516 | 484830911260.6732 | 543.0926 | 2306.9074 | 892722447.2471 | 210164873.1 | 750625164537.9786 | 224551840849.6987 | 228040.1939 | 358712367866.0763 | 1022.9509 | 1827.0491 | 350664311.9024 | 196334277.3519 | 333995802449.4541 | 224551840849.6987 | 158486.9131 | 228272991963.3881 | 1523.1133 | 1326.8867 | 149872631.9318 | 172036530.2362 | 750625164537.9786 | 224551840849.6987 | 149764.2811 | 202931654274.8608 | 1619.4538 | 1230.5462 | 125308700.3588 | 164911856.723 | 333995802449.4541 | 224551840849.6987 | 1024j | 145402.9651 | 189124645922.757 | 1671.9587 | 1178.0413 | 113115622.559 | 160541605.1285 | 125681121405.192 | 33272728541.3084 | 145402.9651 | 189124645922.757 | 1671.9587 | 1178.0413 | 113115622.559 | 160541605.1285 | 125681121405.192 | 33272728541.3084 | 145402.9651 | 189124645922.757 | 1671.9587 | 1178.0413 | 113115622.559 | 160541605.1285 | 125681121405.192 | 33272728541.3084 | 393314.6516 | 484830911260.673 | 543.0926 | 2306.9074 | 892722447.2471 | 210164873.1 | 750625164537.979 | 224551840849.699 | 228040.1939 | 358712367866.076 | 1022.9509 | 1827.0491 | 350664311.9024 | 196334277.3519 | 333995802449.454 | 224551840849.699 | 158486.9131 | 228272991963.388 | 1523.1133 | 1326.8867 | 149872631.9318 | 172036530.2362 | 750625164537.979 | 224551840849.699 | 149764.2811 | 202931654274.861 | 1619.4538 | 1230.5462 | 125308700.3588 | 164911856.723 | 333995802449.454 | 224551840849.699 | 0 | 0.00042725 | -4.5475e-12 | 4.5475e-12 | 2.8312e-07 | 4.7684e-07 | -0.00015259 | 0 | 0 | 0.00042725 | -4.5475e-12 | 4.5475e-12 | 2.8312e-07 | 4.7684e-07 | -0.00015259 | 0 | 0 | 0.00042725 | -4.5475e-12 | 4.5475e-12 | 2.8312e-07 | 4.7684e-07 | -0.00015259 | 0 | -5.8208e-10 | 0 | 0 | 0 | 0 | 3.5763e-07 | 0 | -0.00027466 | -2.9104e-10 | 0 | 2.5011e-12 | -2.5011e-12 | 0 | 0 | 0 | -0.00027466 | 0 | 0 | -4.5475e-12 | 4.5475e-12 | 0 | 2.3842e-07 | 0 | -0.00027466 | 0 | 0 | 2.7285e-12 | -2.7285e-12 | -2.0862e-07 | -3.2783e-07 | 0 | -0.00027466
125 | 125i | 101.9 | 0 | 1-16 | 2 | 500 | 22 | 250 | 1940 | 18 | 120 | 2800 | 12 | 0 | 290 | 5500 | 0 | 0 | 1200 | 2400 | 3800 | 19 | 200 | 50 | 16 | 200 | 40 | 0 | 2 | 160 | 16 | 0 | 0 | 0 | 2 | 2500 | 5000 | W | 2500 | 100x10 | 100x10 | 150 | 14 | Single-sided | 120 | 12 | Cross | 12 | 400 | 1000 | 8 | 6 |  | 1900 | 1900 | 0.69516 | 47.2435 | 380 | 380 | 355 | 266 | 380 | 380 | 0.125 | 2821.7902 | 3108 | 0 | 0 | 1595000 | 11178291666.6667 | 0 | 0 | 7655.2759 | 172722.1625 | 5428.6721 | 86858.7537 | 346081987.7768 | 411131448.8889 | 0 | 4.0207e+12 | 129762.9651 | 161520594572.2429 | 1614.0323 | 1225.9677 | 100072715.4382 | 131749469.3557 | 116187096071.8585 | 32916617372.5821 | 129762.9651 | 161520594572.2429 | 1614.0323 | 1225.9677 | 100072715.4382 | 131749469.3557 | 116187096071.8585 | 32916617372.5821 | 129762.9651 | 161520594572.2429 | 1614.0323 | 1225.9677 | 100072715.4382 | 131749469.3557 | 116187096071.8585 | 32916617372.5821 | 377674.6516 | 420265490240.5509 | 473.8165 | 2366.1835 | 886979445.6021 | 177613227.7948 | 741131139204.6453 | 214476299647.8821 | 212400.1939 | 314430424509.0159 | 938.2159 | 1901.7841 | 335136536.8174 | 165334447.284 | 324501777116.1207 | 214476299647.8821 | 142846.9131 | 198007849742.1851 | 1453.8295 | 1386.1705 | 136197439.6466 | 142845229.8015 | 741131139204.6453 | 214476299647.8821 | 134124.2811 | 174471223269.7674 | 1557.1585 | 1282.8415 | 112044615.9602 | 136003722.8357 | 324501777116.1207 | 214476299647.8821 | 1025i | 129762.9651 | 161520594572.243 | 1614.0323 | 1225.9677 | 100072715.4382 | 131749469.3557 | 116187096071.859 | 32916617372.5821 | 129762.9651 | 161520594572.243 | 1614.0323 | 1225.9677 | 100072715.4382 | 131749469.3557 | 116187096071.859 | 32916617372.5821 | 129762.9651 | 161520594572.243 | 1614.0323 | 1225.9677 | 100072715.4382 | 131749469.3557 | 116187096071.859 | 32916617372.5821 | 377674.6516 | 420265490240.551 | 473.8165 | 2366.1835 | 886979445.6021 | 177613227.7948 | 741131139204.646 | 214476299647.882 | 212400.1939 | 314430424509.016 | 938.2159 | 1901.7841 | 335136536.8174 | 165334447.284 | 324501777116.121 | 214476299647.882 | 142846.9131 | 198007849742.185 | 1453.8295 | 1386.1705 | 136197439.6466 | 142845229.8015 | 741131139204.646 | 214476299647.882 | 134124.2811 | 174471223269.767 | 1557.1585 | 1282.8415 | 112044615.9602 | 136003722.8357 | 324501777116.121 | 214476299647.882 | -1.7462e-10 | 0 | 1.819e-12 | -1.819e-12 | 0 | 2.9802e-07 | -0.00047302 | 0 | -1.7462e-10 | 0 | 1.819e-12 | -1.819e-12 | 0 | 2.9802e-07 | -0.00047302 | 0 | -1.7462e-10 | 0 | 1.819e-12 | -1.819e-12 | 0 | 2.9802e-07 | -0.00047302 | 0 | -5.8208e-10 | 0 | 7.3896e-13 | 0 | -2.0266e-06 | 0 | 0 | 0 | -2.9104e-10 | 0 | 0 | -3.638e-12 | 0 | -2.9802e-07 | 0 | 0 | 0 | 0 | -4.3201e-12 | 4.3201e-12 | 0 | 0 | 0 | 0 | 0 | 0.00036621 | 0 | 0 | -3.1292e-07 | 0 | 0 | 0
| 125j | 106.9 | 0 | 1-16 | 2 | 500 | 22 | 250 | 1940 | 18 | 120 | 2800 | 12 | 0 | 290 | 5500 | 0 | 0 | 1200 | 2400 | 3800 | 19 | 200 | 50 | 16 | 200 | 40 | 0 | 2 | 160 | 16 | 0 | 0 | 0 | 2 | 2500 | 5000 | W | 2500 | 100x10 | 100x10 | 150 | 14 | Single-sided | 120 | 12 |  |  |  |  | 8 | 6 |  | 1900 | 1900 | 0.69516 | 47.2435 | 380 | 380 | 355 | 266 | 380 | 380 | 0.125 | 2821.7902 | 3108 | 0 | 0 | 1595000 | 11178291666.6667 | 0 | 0 | 7655.2759 | 172722.1625 | 5428.6721 | 86858.7537 | 346081987.7768 | 411131448.8889 | 0 | 4.0207e+12 | 129762.9651 | 161520594572.2429 | 1614.0323 | 1225.9677 | 100072715.4382 | 131749469.3557 | 116187096071.8585 | 32916617372.5821 | 129762.9651 | 161520594572.2429 | 1614.0323 | 1225.9677 | 100072715.4382 | 131749469.3557 | 116187096071.8585 | 32916617372.5821 | 129762.9651 | 161520594572.2429 | 1614.0323 | 1225.9677 | 100072715.4382 | 131749469.3557 | 116187096071.8585 | 32916617372.5821 | 377674.6516 | 420265490240.5509 | 473.8165 | 2366.1835 | 886979445.6021 | 177613227.7948 | 741131139204.6453 | 214476299647.8821 | 212400.1939 | 314430424509.0159 | 938.2159 | 1901.7841 | 335136536.8174 | 165334447.284 | 324501777116.1207 | 214476299647.8821 | 142846.9131 | 198007849742.1851 | 1453.8295 | 1386.1705 | 136197439.6466 | 142845229.8015 | 741131139204.6453 | 214476299647.8821 | 134124.2811 | 174471223269.7674 | 1557.1585 | 1282.8415 | 112044615.9602 | 136003722.8357 | 324501777116.1207 | 214476299647.8821 | 1025j | 129762.9651 | 161520594572.243 | 1614.0323 | 1225.9677 | 100072715.4382 | 131749469.3557 | 116187096071.859 | 32916617372.5821 | 129762.9651 | 161520594572.243 | 1614.0323 | 1225.9677 | 100072715.4382 | 131749469.3557 | 116187096071.859 | 32916617372.5821 | 129762.9651 | 161520594572.243 | 1614.0323 | 1225.9677 | 100072715.4382 | 131749469.3557 | 116187096071.859 | 32916617372.5821 | 377674.6516 | 420265490240.551 | 473.8165 | 2366.1835 | 886979445.6021 | 177613227.7948 | 741131139204.646 | 214476299647.882 | 212400.1939 | 314430424509.016 | 938.2159 | 1901.7841 | 335136536.8174 | 165334447.284 | 324501777116.121 | 214476299647.882 | 142846.9131 | 198007849742.185 | 1453.8295 | 1386.1705 | 136197439.6466 | 142845229.8015 | 741131139204.646 | 214476299647.882 | 134124.2811 | 174471223269.767 | 1557.1585 | 1282.8415 | 112044615.9602 | 136003722.8357 | 324501777116.121 | 214476299647.882 | -1.7462e-10 | 0 | 1.819e-12 | -1.819e-12 | 0 | 2.9802e-07 | -0.00047302 | 0 | -1.7462e-10 | 0 | 1.819e-12 | -1.819e-12 | 0 | 2.9802e-07 | -0.00047302 | 0 | -1.7462e-10 | 0 | 1.819e-12 | -1.819e-12 | 0 | 2.9802e-07 | -0.00047302 | 0 | -5.8208e-10 | 0 | 7.3896e-13 | 0 | -2.0266e-06 | 0 | 0 | 0 | -2.9104e-10 | 0 | 0 | -3.638e-12 | 0 | -2.9802e-07 | 0 | 0 | 0 | 0 | -4.3201e-12 | 4.3201e-12 | 0 | 0 | 0 | 0 | 0 | 0.00036621 | 0 | 0 | -3.1292e-07 | 0 | 0 | 0
126 | 126i | 106.9 | 0 | 1-16 | 2 | 500 | 22 | 250 | 1940 | 18 | 120 | 2800 | 12 | 0 | 290 | 5500 | 0 | 0 | 1200 | 2400 | 3800 | 19 | 200 | 50 | 16 | 200 | 40 | 0 | 2 | 160 | 16 | 0 | 0 | 0 | 2 | 2500 | 5000 | W | 2500 | 100x10 | 100x10 | 150 | 14 | Single-sided | 120 | 12 |  |  |  |  | 8 | 6 |  | 1900 | 1900 | 0.69516 | 47.2435 | 380 | 380 | 355 | 266 | 380 | 380 | 0.125 | 2821.7902 | 3108 | 0 | 0 | 1595000 | 11178291666.6667 | 0 | 0 | 7655.2759 | 172722.1625 | 5428.6721 | 86858.7537 | 346081987.7768 | 411131448.8889 | 0 | 4.0207e+12 | 129762.9651 | 161520594572.2429 | 1614.0323 | 1225.9677 | 100072715.4382 | 131749469.3557 | 116187096071.8585 | 32916617372.5821 | 129762.9651 | 161520594572.2429 | 1614.0323 | 1225.9677 | 100072715.4382 | 131749469.3557 | 116187096071.8585 | 32916617372.5821 | 129762.9651 | 161520594572.2429 | 1614.0323 | 1225.9677 | 100072715.4382 | 131749469.3557 | 116187096071.8585 | 32916617372.5821 | 377674.6516 | 420265490240.5509 | 473.8165 | 2366.1835 | 886979445.6021 | 177613227.7948 | 741131139204.6453 | 214476299647.8821 | 212400.1939 | 314430424509.0159 | 938.2159 | 1901.7841 | 335136536.8174 | 165334447.284 | 324501777116.1207 | 214476299647.8821 | 142846.9131 | 198007849742.1851 | 1453.8295 | 1386.1705 | 136197439.6466 | 142845229.8015 | 741131139204.6453 | 214476299647.8821 | 134124.2811 | 174471223269.7674 | 1557.1585 | 1282.8415 | 112044615.9602 | 136003722.8357 | 324501777116.1207 | 214476299647.8821 | 1026i | 129762.9651 | 161520594572.243 | 1614.0323 | 1225.9677 | 100072715.4382 | 131749469.3557 | 116187096071.859 | 32916617372.5821 | 129762.9651 | 161520594572.243 | 1614.0323 | 1225.9677 | 100072715.4382 | 131749469.3557 | 116187096071.859 | 32916617372.5821 | 129762.9651 | 161520594572.243 | 1614.0323 | 1225.9677 | 100072715.4382 | 131749469.3557 | 116187096071.859 | 32916617372.5821 | 377674.6516 | 420265490240.551 | 473.8165 | 2366.1835 | 886979445.6021 | 177613227.7948 | 741131139204.646 | 214476299647.882 | 212400.1939 | 314430424509.016 | 938.2159 | 1901.7841 | 335136536.8174 | 165334447.284 | 324501777116.121 | 214476299647.882 | 142846.9131 | 198007849742.185 | 1453.8295 | 1386.1705 | 136197439.6466 | 142845229.8015 | 741131139204.646 | 214476299647.882 | 134124.2811 | 174471223269.767 | 1557.1585 | 1282.8415 | 112044615.9602 | 136003722.8357 | 324501777116.121 | 214476299647.882 | -1.7462e-10 | 0 | 1.819e-12 | -1.819e-12 | 0 | 2.9802e-07 | -0.00047302 | 0 | -1.7462e-10 | 0 | 1.819e-12 | -1.819e-12 | 0 | 2.9802e-07 | -0.00047302 | 0 | -1.7462e-10 | 0 | 1.819e-12 | -1.819e-12 | 0 | 2.9802e-07 | -0.00047302 | 0 | -5.8208e-10 | 0 | 7.3896e-13 | 0 | -2.0266e-06 | 0 | 0 | 0 | -2.9104e-10 | 0 | 0 | -3.638e-12 | 0 | -2.9802e-07 | 0 | 0 | 0 | 0 | -4.3201e-12 | 4.3201e-12 | 0 | 0 | 0 | 0 | 0 | 0.00036621 | 0 | 0 | -3.1292e-07 | 0 | 0 | 0
| 126j | 111.9 | 0 | 1-16 | 2 | 500 | 22 | 250 | 1940 | 18 | 120 | 2800 | 12 | 0 | 290 | 5500 | 0 | 0 | 1200 | 2400 | 3800 | 19 | 200 | 50 | 16 | 200 | 40 | 0 | 2 | 160 | 16 | 0 | 0 | 0 | 2 | 2500 | 5000 | W | 2500 | 100x10 | 100x10 | 150 | 14 | Single-sided | 120 | 12 | Cross | 12 | 400 | 1000 | 8 | 6 |  | 1900 | 1900 | 0.69516 | 47.2435 | 380 | 380 | 355 | 266 | 380 | 380 | 0.125 | 2821.7902 | 3108 | 0 | 0 | 1595000 | 11178291666.6667 | 0 | 0 | 7655.2759 | 172722.1625 | 5428.6721 | 86858.7537 | 346081987.7768 | 411131448.8889 | 0 | 4.0207e+12 | 129762.9651 | 161520594572.2429 | 1614.0323 | 1225.9677 | 100072715.4382 | 131749469.3557 | 116187096071.8585 | 32916617372.5821 | 129762.9651 | 161520594572.2429 | 1614.0323 | 1225.9677 | 100072715.4382 | 131749469.3557 | 116187096071.8585 | 32916617372.5821 | 129762.9651 | 161520594572.2429 | 1614.0323 | 1225.9677 | 100072715.4382 | 131749469.3557 | 116187096071.8585 | 32916617372.5821 | 377674.6516 | 420265490240.5509 | 473.8165 | 2366.1835 | 886979445.6021 | 177613227.7948 | 741131139204.6453 | 214476299647.8821 | 212400.1939 | 314430424509.0159 | 938.2159 | 1901.7841 | 335136536.8174 | 165334447.284 | 324501777116.1207 | 214476299647.8821 | 142846.9131 | 198007849742.1851 | 1453.8295 | 1386.1705 | 136197439.6466 | 142845229.8015 | 741131139204.6453 | 214476299647.8821 | 134124.2811 | 174471223269.7674 | 1557.1585 | 1282.8415 | 112044615.9602 | 136003722.8357 | 324501777116.1207 | 214476299647.8821 | 1026j | 129762.9651 | 161520594572.243 | 1614.0323 | 1225.9677 | 100072715.4382 | 131749469.3557 | 116187096071.859 | 32916617372.5821 | 129762.9651 | 161520594572.243 | 1614.0323 | 1225.9677 | 100072715.4382 | 131749469.3557 | 116187096071.859 | 32916617372.5821 | 129762.9651 | 161520594572.243 | 1614.0323 | 1225.9677 | 100072715.4382 | 131749469.3557 | 116187096071.859 | 32916617372.5821 | 377674.6516 | 420265490240.551 | 473.8165 | 2366.1835 | 886979445.6021 | 177613227.7948 | 741131139204.646 | 214476299647.882 | 212400.1939 | 314430424509.016 | 938.2159 | 1901.7841 | 335136536.8174 | 165334447.284 | 324501777116.121 | 214476299647.882 | 142846.9131 | 198007849742.185 | 1453.8295 | 1386.1705 | 136197439.6466 | 142845229.8015 | 741131139204.646 | 214476299647.882 | 134124.2811 | 174471223269.767 | 1557.1585 | 1282.8415 | 112044615.9602 | 136003722.8357 | 324501777116.121 | 214476299647.882 | -1.7462e-10 | 0 | 1.819e-12 | -1.819e-12 | 0 | 2.9802e-07 | -0.00047302 | 0 | -1.7462e-10 | 0 | 1.819e-12 | -1.819e-12 | 0 | 2.9802e-07 | -0.00047302 | 0 | -1.7462e-10 | 0 | 1.819e-12 | -1.819e-12 | 0 | 2.9802e-07 | -0.00047302 | 0 | -5.8208e-10 | 0 | 7.3896e-13 | 0 | -2.0266e-06 | 0 | 0 | 0 | -2.9104e-10 | 0 | 0 | -3.638e-12 | 0 | -2.9802e-07 | 0 | 0 | 0 | 0 | -4.3201e-12 | 4.3201e-12 | 0 | 0 | 0 | 0 | 0 | 0.00036621 | 0 | 0 | -3.1292e-07 | 0 | 0 | 0
127 | 127i | 111.9 | 0 | 1-17 | 2 | 500 | 22 | 250 | 1940 | 10 | 120 | 2800 | 12 | 0 | 290 | 5500 | 0 | 0 | 1200 | 2400 | 3800 | 19 | 200 | 50 | 16 | 200 | 40 | 0 | 2 | 160 | 16 | 0 | 0 | 0 | 2 | 2500 | 5000 | W | 2500 | 100x10 | 100x10 | 150 | 14 | Single-sided | 120 | 12 | Cross | 12 | 400 | 1000 | 8 | 6 |  | 1900 | 1900 | 0.69516 | 47.2435 | 380 | 380 | 355 | 266 | 380 | 380 | 0.125 | 2821.7902 | 3100 | 0 | 0 | 1595000 | 11178291666.6667 | 0 | 0 | 7655.2759 | 172722.1625 | 5428.6721 | 86858.7537 | 346081987.7768 | 411131448.8889 | 0 | 4.0207e+12 | 114242.9651 | 135197688550.5331 | 1448.027 | 1383.973 | 93366829.4175 | 97688095.8933 | 111319506738.5252 | 32135500033.3248 | 114242.9651 | 135197688550.5331 | 1448.027 | 1383.973 | 93366829.4175 | 97688095.8933 | 111319506738.5252 | 32135500033.3248 | 114242.9651 | 135197688550.5331 | 1448.027 | 1383.973 | 93366829.4175 | 97688095.8933 | 111319506738.5252 | 32135500033.3248 | 362154.6516 | 329953970555.9229 | 372.586 | 2459.414 | 885577977.0995 | 134159589.5341 | 736263549871.3119 | 188083751807.7917 | 196880.1939 | 254127440236.1367 | 788.6142 | 2043.3858 | 322245578.7625 | 124365864.0467 | 319634187782.7874 | 188083751807.7917 | 127326.9131 | 164744444014.1792 | 1285.3554 | 1546.6446 | 128170348.2521 | 106517321.2168 | 736263549871.3119 | 188083751807.7917 | 118604.2811 | 145767814837.8002 | 1389.8153 | 1442.1847 | 104882870.3991 | 101074301.9264 | 319634187782.7874 | 188083751807.7917 | 1027i | 114242.9651 | 135197688550.533 | 1448.027 | 1383.973 | 93366829.4175 | 97688095.8933 | 111319506738.525 | 32135500033.3248 | 114242.9651 | 135197688550.533 | 1448.027 | 1383.973 | 93366829.4175 | 97688095.8933 | 111319506738.525 | 32135500033.3248 | 114242.9651 | 135197688550.533 | 1448.027 | 1383.973 | 93366829.4175 | 97688095.8933 | 111319506738.525 | 32135500033.3248 | 362154.6516 | 329953970555.923 | 372.586 | 2459.414 | 885577977.0995 | 134159589.5341 | 736263549871.313 | 188083751807.792 | 196880.1939 | 254127440236.137 | 788.6142 | 2043.3858 | 322245578.7625 | 124365864.0467 | 319634187782.788 | 188083751807.792 | 127326.9131 | 164744444014.179 | 1285.3554 | 1546.6446 | 128170348.2521 | 106517321.2168 | 736263549871.313 | 188083751807.792 | 118604.2811 | 145767814837.8 | 1389.8153 | 1442.1847 | 104882870.3991 | 101074301.9264 | 319634187782.788 | 188083751807.792 | -1.7462e-10 | 0.00012207 | 0 | 0 | 0 | 0 | 0.00018311 | 0 | -1.7462e-10 | 0.00012207 | 0 | 0 | 0 | 0 | 0.00018311 | 0 | -1.7462e-10 | 0.00012207 | 0 | 0 | 0 | 0 | 0.00018311 | 0 | -5.8208e-10 | 0 | 4.5475e-13 | 0 | -9.5367e-07 | -4.4703e-07 | -0.0010986 | -0.00024414 | -2.9104e-10 | -0.00033569 | 0 | 0 | 0 | -1.1921e-07 | -0.00061035 | -0.00024414 | 0 | 0.00024414 | 0 | 0 | 0 | -3.1292e-07 | -0.0010986 | -0.00024414 | -1.4552e-10 | 0 | 0 | 0 | 0 | -1.9372e-07 | -0.00061035 | -0.00024414
| 127j | 116.9 | 0 | 1-17 | 2 | 500 | 22 | 250 | 1940 | 10 | 120 | 2800 | 12 | 0 | 290 | 5500 | 0 | 0 | 1200 | 2400 | 3800 | 19 | 200 | 50 | 16 | 200 | 40 | 0 | 2 | 160 | 16 | 0 | 0 | 0 | 2 | 2500 | 5000 | W | 2500 | 100x10 | 100x10 | 150 | 14 | Single-sided | 120 | 12 |  |  |  |  | 8 | 6 |  | 1900 | 1900 | 0.69516 | 47.2435 | 380 | 380 | 355 | 266 | 380 | 380 | 0.125 | 2821.7902 | 3100 | 0 | 0 | 1595000 | 11178291666.6667 | 0 | 0 | 7655.2759 | 172722.1625 | 5428.6721 | 86858.7537 | 346081987.7768 | 411131448.8889 | 0 | 4.0207e+12 | 114242.9651 | 135197688550.5331 | 1448.027 | 1383.973 | 93366829.4175 | 97688095.8933 | 111319506738.5252 | 32135500033.3248 | 114242.9651 | 135197688550.5331 | 1448.027 | 1383.973 | 93366829.4175 | 97688095.8933 | 111319506738.5252 | 32135500033.3248 | 114242.9651 | 135197688550.5331 | 1448.027 | 1383.973 | 93366829.4175 | 97688095.8933 | 111319506738.5252 | 32135500033.3248 | 362154.6516 | 329953970555.9229 | 372.586 | 2459.414 | 885577977.0995 | 134159589.5341 | 736263549871.3119 | 188083751807.7917 | 196880.1939 | 254127440236.1367 | 788.6142 | 2043.3858 | 322245578.7625 | 124365864.0467 | 319634187782.7874 | 188083751807.7917 | 127326.9131 | 164744444014.1792 | 1285.3554 | 1546.6446 | 128170348.2521 | 106517321.2168 | 736263549871.3119 | 188083751807.7917 | 118604.2811 | 145767814837.8002 | 1389.8153 | 1442.1847 | 104882870.3991 | 101074301.9264 | 319634187782.7874 | 188083751807.7917 | 1027j | 114242.9651 | 135197688550.533 | 1448.027 | 1383.973 | 93366829.4175 | 97688095.8933 | 111319506738.525 | 32135500033.3248 | 114242.9651 | 135197688550.533 | 1448.027 | 1383.973 | 93366829.4175 | 97688095.8933 | 111319506738.525 | 32135500033.3248 | 114242.9651 | 135197688550.533 | 1448.027 | 1383.973 | 93366829.4175 | 97688095.8933 | 111319506738.525 | 32135500033.3248 | 362154.6516 | 329953970555.923 | 372.586 | 2459.414 | 885577977.0995 | 134159589.5341 | 736263549871.313 | 188083751807.792 | 196880.1939 | 254127440236.137 | 788.6142 | 2043.3858 | 322245578.7625 | 124365864.0467 | 319634187782.788 | 188083751807.792 | 127326.9131 | 164744444014.179 | 1285.3554 | 1546.6446 | 128170348.2521 | 106517321.2168 | 736263549871.313 | 188083751807.792 | 118604.2811 | 145767814837.8 | 1389.8153 | 1442.1847 | 104882870.3991 | 101074301.9264 | 319634187782.788 | 188083751807.792 | -1.7462e-10 | 0.00012207 | 0 | 0 | 0 | 0 | 0.00018311 | 0 | -1.7462e-10 | 0.00012207 | 0 | 0 | 0 | 0 | 0.00018311 | 0 | -1.7462e-10 | 0.00012207 | 0 | 0 | 0 | 0 | 0.00018311 | 0 | -5.8208e-10 | 0 | 4.5475e-13 | 0 | -9.5367e-07 | -4.4703e-07 | -0.0010986 | -0.00024414 | -2.9104e-10 | -0.00033569 | 0 | 0 | 0 | -1.1921e-07 | -0.00061035 | -0.00024414 | 0 | 0.00024414 | 0 | 0 | 0 | -3.1292e-07 | -0.0010986 | -0.00024414 | -1.4552e-10 | 0 | 0 | 0 | 0 | -1.9372e-07 | -0.00061035 | -0.00024414
128 | 128i | 116.9 | 0 | 1-17 | 2 | 500 | 22 | 250 | 1940 | 10 | 120 | 2800 | 12 | 0 | 290 | 5500 | 0 | 0 | 1200 | 2400 | 3800 | 19 | 200 | 50 | 16 | 200 | 40 | 0 | 2 | 160 | 16 | 0 | 0 | 0 | 2 | 2500 | 5000 | W | 2500 | 100x10 | 100x10 | 150 | 14 | Single-sided | 120 | 12 |  |  |  |  | 8 | 6 |  | 1900 | 1900 | 0.69516 | 47.2435 | 380 | 380 | 355 | 266 | 380 | 380 | 0.125 | 2821.7902 | 3100 | 0 | 0 | 1595000 | 11178291666.6667 | 0 | 0 | 7655.2759 | 172722.1625 | 5428.6721 | 86858.7537 | 346081987.7768 | 411131448.8889 | 0 | 4.0207e+12 | 114242.9651 | 135197688550.5331 | 1448.027 | 1383.973 | 93366829.4175 | 97688095.8933 | 111319506738.5252 | 32135500033.3248 | 114242.9651 | 135197688550.5331 | 1448.027 | 1383.973 | 93366829.4175 | 97688095.8933 | 111319506738.5252 | 32135500033.3248 | 114242.9651 | 135197688550.5331 | 1448.027 | 1383.973 | 93366829.4175 | 97688095.8933 | 111319506738.5252 | 32135500033.3248 | 362154.6516 | 329953970555.9229 | 372.586 | 2459.414 | 885577977.0995 | 134159589.5341 | 736263549871.3119 | 188083751807.7917 | 196880.1939 | 254127440236.1367 | 788.6142 | 2043.3858 | 322245578.7625 | 124365864.0467 | 319634187782.7874 | 188083751807.7917 | 127326.9131 | 164744444014.1792 | 1285.3554 | 1546.6446 | 128170348.2521 | 106517321.2168 | 736263549871.3119 | 188083751807.7917 | 118604.2811 | 145767814837.8002 | 1389.8153 | 1442.1847 | 104882870.3991 | 101074301.9264 | 319634187782.7874 | 188083751807.7917 | 1028i | 114242.9651 | 135197688550.533 | 1448.027 | 1383.973 | 93366829.4175 | 97688095.8933 | 111319506738.525 | 32135500033.3248 | 114242.9651 | 135197688550.533 | 1448.027 | 1383.973 | 93366829.4175 | 97688095.8933 | 111319506738.525 | 32135500033.3248 | 114242.9651 | 135197688550.533 | 1448.027 | 1383.973 | 93366829.4175 | 97688095.8933 | 111319506738.525 | 32135500033.3248 | 362154.6516 | 329953970555.923 | 372.586 | 2459.414 | 885577977.0995 | 134159589.5341 | 736263549871.313 | 188083751807.792 | 196880.1939 | 254127440236.137 | 788.6142 | 2043.3858 | 322245578.7625 | 124365864.0467 | 319634187782.788 | 188083751807.792 | 127326.9131 | 164744444014.179 | 1285.3554 | 1546.6446 | 128170348.2521 | 106517321.2168 | 736263549871.313 | 188083751807.792 | 118604.2811 | 145767814837.8 | 1389.8153 | 1442.1847 | 104882870.3991 | 101074301.9264 | 319634187782.788 | 188083751807.792 | -1.7462e-10 | 0.00012207 | 0 | 0 | 0 | 0 | 0.00018311 | 0 | -1.7462e-10 | 0.00012207 | 0 | 0 | 0 | 0 | 0.00018311 | 0 | -1.7462e-10 | 0.00012207 | 0 | 0 | 0 | 0 | 0.00018311 | 0 | -5.8208e-10 | 0 | 4.5475e-13 | 0 | -9.5367e-07 | -4.4703e-07 | -0.0010986 | -0.00024414 | -2.9104e-10 | -0.00033569 | 0 | 0 | 0 | -1.1921e-07 | -0.00061035 | -0.00024414 | 0 | 0.00024414 | 0 | 0 | 0 | -3.1292e-07 | -0.0010986 | -0.00024414 | -1.4552e-10 | 0 | 0 | 0 | 0 | -1.9372e-07 | -0.00061035 | -0.00024414
| 128j | 121.9 | 0 | 1-17 | 2 | 500 | 22 | 250 | 1940 | 10 | 120 | 2800 | 12 | 0 | 290 | 5500 | 0 | 0 | 1200 | 2400 | 3800 | 19 | 200 | 50 | 16 | 200 | 40 | 0 | 2 | 160 | 16 | 0 | 0 | 0 | 2 | 2500 | 5000 | W | 2500 | 100x10 | 100x10 | 150 | 14 | Single-sided | 120 | 12 | Cross | 12 | 400 | 1000 | 8 | 6 |  | 1900 | 1900 | 0.69516 | 47.2435 | 380 | 380 | 355 | 266 | 380 | 380 | 0.125 | 2821.7902 | 3100 | 0 | 0 | 1595000 | 11178291666.6667 | 0 | 0 | 7655.2759 | 172722.1625 | 5428.6721 | 86858.7537 | 346081987.7768 | 411131448.8889 | 0 | 4.0207e+12 | 114242.9651 | 135197688550.5331 | 1448.027 | 1383.973 | 93366829.4175 | 97688095.8933 | 111319506738.5252 | 32135500033.3248 | 114242.9651 | 135197688550.5331 | 1448.027 | 1383.973 | 93366829.4175 | 97688095.8933 | 111319506738.5252 | 32135500033.3248 | 114242.9651 | 135197688550.5331 | 1448.027 | 1383.973 | 93366829.4175 | 97688095.8933 | 111319506738.5252 | 32135500033.3248 | 362154.6516 | 329953970555.9229 | 372.586 | 2459.414 | 885577977.0995 | 134159589.5341 | 736263549871.3119 | 188083751807.7917 | 196880.1939 | 254127440236.1367 | 788.6142 | 2043.3858 | 322245578.7625 | 124365864.0467 | 319634187782.7874 | 188083751807.7917 | 127326.9131 | 164744444014.1792 | 1285.3554 | 1546.6446 | 128170348.2521 | 106517321.2168 | 736263549871.3119 | 188083751807.7917 | 118604.2811 | 145767814837.8002 | 1389.8153 | 1442.1847 | 104882870.3991 | 101074301.9264 | 319634187782.7874 | 188083751807.7917 | 1028j | 114242.9651 | 135197688550.533 | 1448.027 | 1383.973 | 93366829.4175 | 97688095.8933 | 111319506738.525 | 32135500033.3248 | 114242.9651 | 135197688550.533 | 1448.027 | 1383.973 | 93366829.4175 | 97688095.8933 | 111319506738.525 | 32135500033.3248 | 114242.9651 | 135197688550.533 | 1448.027 | 1383.973 | 93366829.4175 | 97688095.8933 | 111319506738.525 | 32135500033.3248 | 362154.6516 | 329953970555.923 | 372.586 | 2459.414 | 885577977.0995 | 134159589.5341 | 736263549871.313 | 188083751807.792 | 196880.1939 | 254127440236.137 | 788.6142 | 2043.3858 | 322245578.7625 | 124365864.0467 | 319634187782.788 | 188083751807.792 | 127326.9131 | 164744444014.179 | 1285.3554 | 1546.6446 | 128170348.2521 | 106517321.2168 | 736263549871.313 | 188083751807.792 | 118604.2811 | 145767814837.8 | 1389.8153 | 1442.1847 | 104882870.3991 | 101074301.9264 | 319634187782.788 | 188083751807.792 | -1.7462e-10 | 0.00012207 | 0 | 0 | 0 | 0 | 0.00018311 | 0 | -1.7462e-10 | 0.00012207 | 0 | 0 | 0 | 0 | 0.00018311 | 0 | -1.7462e-10 | 0.00012207 | 0 | 0 | 0 | 0 | 0.00018311 | 0 | -5.8208e-10 | 0 | 4.5475e-13 | 0 | -9.5367e-07 | -4.4703e-07 | -0.0010986 | -0.00024414 | -2.9104e-10 | -0.00033569 | 0 | 0 | 0 | -1.1921e-07 | -0.00061035 | -0.00024414 | 0 | 0.00024414 | 0 | 0 | 0 | -3.1292e-07 | -0.0010986 | -0.00024414 | -1.4552e-10 | 0 | 0 | 0 | 0 | -1.9372e-07 | -0.00061035 | -0.00024414
129 | 129i | 121.9 | 0 | 1-18 | 2 | 500 | 22 | 250 | 1940 | 10 | 120 | 2800 | 12 | 0 | 290 | 5500 | 0 | 0 | 1200 | 2400 | 3800 | 19 | 200 | 50 | 16 | 200 | 40 | 0 | 2 | 160 | 16 | 0 | 0 | 0 | 2 | 2500 | 5000 | W | 2342 | 100x10 | 100x10 | 150 | 14 | Single-sided | 120 | 12 | Cross | 12 | 400 | 1000 | 8 | 6 |  | 1900 | 1900 | 0.72039 | 47.2435 | 380 | 380 | 355 | 266 | 380 | 380 | 0.125 | 2821.7902 | 3100 | 0 | 0 | 1595000 | 11178291666.6667 | 0 | 0 | 7655.2759 | 172722.1625 | 5428.6721 | 86858.7537 | 346081987.7768 | 411131448.8889 | 0 | 4.0207e+12 | 114242.9651 | 135197688550.5331 | 1448.027 | 1383.973 | 93366829.4175 | 97688095.8933 | 111319506738.5252 | 33108285582.6138 | 114242.9651 | 135197688550.5331 | 1448.027 | 1383.973 | 93366829.4175 | 97688095.8933 | 111319506738.5252 | 33108285582.6138 | 114242.9651 | 135197688550.5331 | 1448.027 | 1383.973 | 93366829.4175 | 97688095.8933 | 111319506738.5252 | 33108285582.6138 | 362154.6516 | 329953970555.9229 | 372.586 | 2459.414 | 885577977.0995 | 134159589.5341 | 736263549871.3119 | 188083751807.7917 | 196880.1939 | 254127440236.1367 | 788.6142 | 2043.3858 | 322245578.7625 | 124365864.0467 | 319634187782.7874 | 188083751807.7917 | 127326.9131 | 164744444014.1792 | 1285.3554 | 1546.6446 | 128170348.2521 | 106517321.2168 | 736263549871.3119 | 188083751807.7917 | 118604.2811 | 145767814837.8002 | 1389.8153 | 1442.1847 | 104882870.3991 | 101074301.9264 | 319634187782.7874 | 188083751807.7917 | 1029i | 114242.9651 | 135197688550.533 | 1448.027 | 1383.973 | 93366829.4175 | 97688095.8933 | 111319506738.525 | 33108285582.6138 | 114242.9651 | 135197688550.533 | 1448.027 | 1383.973 | 93366829.4175 | 97688095.8933 | 111319506738.525 | 33108285582.6138 | 114242.9651 | 135197688550.533 | 1448.027 | 1383.973 | 93366829.4175 | 97688095.8933 | 111319506738.525 | 33108285582.6138 | 362154.6516 | 329953970555.923 | 372.586 | 2459.414 | 885577977.0995 | 134159589.5341 | 736263549871.313 | 188083751807.792 | 196880.1939 | 254127440236.137 | 788.6142 | 2043.3858 | 322245578.7625 | 124365864.0467 | 319634187782.788 | 188083751807.792 | 127326.9131 | 164744444014.179 | 1285.3554 | 1546.6446 | 128170348.2521 | 106517321.2168 | 736263549871.313 | 188083751807.792 | 118604.2811 | 145767814837.8 | 1389.8153 | 1442.1847 | 104882870.3991 | 101074301.9264 | 319634187782.788 | 188083751807.792 | -1.7462e-10 | 0.00012207 | 0 | 0 | 0 | 0 | 0.00018311 | 0 | -1.7462e-10 | 0.00012207 | 0 | 0 | 0 | 0 | 0.00018311 | 0 | -1.7462e-10 | 0.00012207 | 0 | 0 | 0 | 0 | 0.00018311 | 0 | -5.8208e-10 | 0 | 4.5475e-13 | 0 | -9.5367e-07 | -4.4703e-07 | -0.0010986 | -0.00024414 | -2.9104e-10 | -0.00033569 | 0 | 0 | 0 | -1.1921e-07 | -0.00061035 | -0.00024414 | 0 | 0.00024414 | 0 | 0 | 0 | -3.1292e-07 | -0.0010986 | -0.00024414 | -1.4552e-10 | 0 | 0 | 0 | 0 | -1.9372e-07 | -0.00061035 | -0.00024414
| 129j | 128.37 | 0 | 1-18 | 2 | 500 | 22 | 250 | 1940 | 10 | 120 | 2800 | 12 | 0 | 290 | 5500 | 0 | 0 | 1200 | 2400 | 3800 | 19 | 200 | 50 | 16 | 200 | 40 | 0 | 2 | 160 | 16 | 0 | 0 | 0 | 2 | 2500 | 5000 | W | 2342 | 100x10 | 100x10 | 150 | 14 | Single-sided | 120 | 12 |  |  |  |  | 8 | 6 |  | 1900 | 1900 | 0.72039 | 47.2435 | 380 | 380 | 355 | 266 | 380 | 380 | 0.125 | 2821.7902 | 3100 | 0 | 0 | 1595000 | 11178291666.6667 | 0 | 0 | 7655.2759 | 172722.1625 | 5428.6721 | 86858.7537 | 346081987.7768 | 411131448.8889 | 0 | 4.0207e+12 | 114242.9651 | 135197688550.5331 | 1448.027 | 1383.973 | 93366829.4175 | 97688095.8933 | 111319506738.5252 | 33108285582.6138 | 114242.9651 | 135197688550.5331 | 1448.027 | 1383.973 | 93366829.4175 | 97688095.8933 | 111319506738.5252 | 33108285582.6138 | 114242.9651 | 135197688550.5331 | 1448.027 | 1383.973 | 93366829.4175 | 97688095.8933 | 111319506738.5252 | 33108285582.6138 | 362154.6516 | 329953970555.9229 | 372.586 | 2459.414 | 885577977.0995 | 134159589.5341 | 736263549871.3119 | 188083751807.7917 | 196880.1939 | 254127440236.1367 | 788.6142 | 2043.3858 | 322245578.7625 | 124365864.0467 | 319634187782.7874 | 188083751807.7917 | 127326.9131 | 164744444014.1792 | 1285.3554 | 1546.6446 | 128170348.2521 | 106517321.2168 | 736263549871.3119 | 188083751807.7917 | 118604.2811 | 145767814837.8002 | 1389.8153 | 1442.1847 | 104882870.3991 | 101074301.9264 | 319634187782.7874 | 188083751807.7917 | 1029j | 114242.9651 | 135197688550.533 | 1448.027 | 1383.973 | 93366829.4175 | 97688095.8933 | 111319506738.525 | 33108285582.6138 | 114242.9651 | 135197688550.533 | 1448.027 | 1383.973 | 93366829.4175 | 97688095.8933 | 111319506738.525 | 33108285582.6138 | 114242.9651 | 135197688550.533 | 1448.027 | 1383.973 | 93366829.4175 | 97688095.8933 | 111319506738.525 | 33108285582.6138 | 362154.6516 | 329953970555.923 | 372.586 | 2459.414 | 885577977.0995 | 134159589.5341 | 736263549871.313 | 188083751807.792 | 196880.1939 | 254127440236.137 | 788.6142 | 2043.3858 | 322245578.7625 | 124365864.0467 | 319634187782.788 | 188083751807.792 | 127326.9131 | 164744444014.179 | 1285.3554 | 1546.6446 | 128170348.2521 | 106517321.2168 | 736263549871.313 | 188083751807.792 | 118604.2811 | 145767814837.8 | 1389.8153 | 1442.1847 | 104882870.3991 | 101074301.9264 | 319634187782.788 | 188083751807.792 | -1.7462e-10 | 0.00012207 | 0 | 0 | 0 | 0 | 0.00018311 | 0 | -1.7462e-10 | 0.00012207 | 0 | 0 | 0 | 0 | 0.00018311 | 0 | -1.7462e-10 | 0.00012207 | 0 | 0 | 0 | 0 | 0.00018311 | 0 | -5.8208e-10 | 0 | 4.5475e-13 | 0 | -9.5367e-07 | -4.4703e-07 | -0.0010986 | -0.00024414 | -2.9104e-10 | -0.00033569 | 0 | 0 | 0 | -1.1921e-07 | -0.00061035 | -0.00024414 | 0 | 0.00024414 | 0 | 0 | 0 | -3.1292e-07 | -0.0010986 | -0.00024414 | -1.4552e-10 | 0 | 0 | 0 | 0 | -1.9372e-07 | -0.00061035 | -0.00024414
130 | 130i | 128.37 | 0 | 1-19 | 2 | 500 | 22 | 250 | 1940 | 10 | 120 | 2600 | 12 | 0 | 290 | 5450 | 0 | 0 | 1175 | 2350 | 3850 | 19 | 200 | 50 | 16 | 200 | 40 | 0 | 2 | 160 | 16 | 0 | 0 | 0 | 2 | 2500 | 5000 | W | 2342 | 100x10 | 100x10 | 150 | 14 | Single-sided | 120 | 12 |  |  |  |  | 8 | 6 |  | 1900 | 1900 | 0.7273 | 47.2435 | 380 | 380 | 355 | 266 | 380 | 380 | 0.125 | 2620.2338 | 2900 | 0 | 0 | 1580500 | 11076670833.3333 | 0 | 0 | 7655.2759 | 172722.1625 | 5428.6721 | 86858.7537 | 277145400.9544 | 411131448.8889 | 0 | 3.9121e+12 | 109405.6104 | 113840993993.5728 | 1346.8744 | 1285.1256 | 84522352.7571 | 88583555.4681 | 103121874330.2069 | 28830404581.1152 | 109405.6104 | 113840993993.5728 | 1346.8744 | 1285.1256 | 84522352.7571 | 88583555.4681 | 103121874330.2069 | 28830404581.1152 | 109405.6104 | 113840993993.5728 | 1346.8744 | 1285.1256 | 84522352.7571 | 88583555.4681 | 103121874330.2069 | 28830404581.1152 | 355063.5544 | 279102938457.6669 | 329.9119 | 2302.0881 | 845992348.5507 | 121239034.159 | 711176464288.2908 | 166560239761.9295 | 191291.5917 | 215599317361.9305 | 717.6669 | 1914.3331 | 300416977.6386 | 112623720.4902 | 305806737649.5682 | 166560239761.9295 | 122489.5584 | 139631608579.1844 | 1188.5834 | 1443.4166 | 117477337.6893 | 96736870.3985 | 711176464288.2908 | 166560239761.9295 | 113766.9264 | 123093743201.3281 | 1290.0653 | 1341.9347 | 95416677.9777 | 91728562.6368 | 305806737649.5682 | 166560239761.9295 | 1030i | 109405.6104 | 113840993993.573 | 1346.8744 | 1285.1256 | 84522352.7571 | 88583555.4681 | 103121874330.207 | 28830404581.1152 | 109405.6104 | 113840993993.573 | 1346.8744 | 1285.1256 | 84522352.7571 | 88583555.4681 | 103121874330.207 | 28830404581.1152 | 109405.6104 | 113840993993.573 | 1346.8744 | 1285.1256 | 84522352.7571 | 88583555.4681 | 103121874330.207 | 28830404581.1152 | 355063.5544 | 279102938457.667 | 329.9119 | 2302.0881 | 845992348.5507 | 121239034.159 | 711176464288.291 | 166560239761.93 | 191291.5917 | 215599317361.931 | 717.6669 | 1914.3331 | 300416977.6386 | 112623720.4902 | 305806737649.568 | 166560239761.93 | 122489.5584 | 139631608579.184 | 1188.5834 | 1443.4166 | 117477337.6893 | 96736870.3985 | 711176464288.291 | 166560239761.93 | 113766.9264 | 123093743201.328 | 1290.0653 | 1341.9347 | 95416677.9777 | 91728562.6368 | 305806737649.568 | 166560239761.93 | -3.0559e-10 | -0.00021362 | 3.4106e-12 | -3.4106e-12 | 0 | 0 | 0 | 0 | -3.0559e-10 | -0.00021362 | 3.4106e-12 | -3.4106e-12 | 0 | 0 | 0 | 0 | -3.0559e-10 | -0.00021362 | 3.4106e-12 | -3.4106e-12 | 0 | 0 | 0 | 0 | 0 | 0 | 0 | 4.0927e-12 | 0 | 0 | 0 | -0.00045776 | 0 | -0.0005188 | 0 | 0 | 0 | 0 | 0 | -0.00045776 | -2.1828e-10 | 0.00036621 | -4.5475e-12 | 4.5475e-12 | 4.9174e-07 | 0 | 0 | -0.00045776 | -2.7649e-10 | 0 | 0 | 0 | 0 | 0 | 0 | -0.00045776
| 130j | 131.27 | 0 | 1-19 | 2 | 500 | 22 | 250 | 1940 | 10 | 120 | 2600 | 12 | 0 | 290 | 5450 | 0 | 0 | 1175 | 2350 | 3850 | 19 | 200 | 50 | 16 | 200 | 40 | 0 | 2 | 160 | 16 | 0 | 0 | 0 | 2 | 2500 | 5000 | W | 2342 | 100x10 | 100x10 | 150 | 14 | Single-sided | 120 | 12 | Abu | 14 | 400 | 700 | 8 | 6 |  | 1900 | 1900 | 0.7273 | 47.2435 | 380 | 380 | 355 | 266 | 380 | 380 | 0.125 | 2620.2338 | 2900 | 0 | 0 | 1580500 | 11076670833.3333 | 0 | 0 | 7655.2759 | 172722.1625 | 5428.6721 | 86858.7537 | 277145400.9544 | 411131448.8889 | 0 | 3.9121e+12 | 109405.6104 | 113840993993.5728 | 1346.8744 | 1285.1256 | 84522352.7571 | 88583555.4681 | 103121874330.2069 | 28830404581.1152 | 109405.6104 | 113840993993.5728 | 1346.8744 | 1285.1256 | 84522352.7571 | 88583555.4681 | 103121874330.2069 | 28830404581.1152 | 109405.6104 | 113840993993.5728 | 1346.8744 | 1285.1256 | 84522352.7571 | 88583555.4681 | 103121874330.2069 | 28830404581.1152 | 355063.5544 | 279102938457.6669 | 329.9119 | 2302.0881 | 845992348.5507 | 121239034.159 | 711176464288.2908 | 166560239761.9295 | 191291.5917 | 215599317361.9305 | 717.6669 | 1914.3331 | 300416977.6386 | 112623720.4902 | 305806737649.5682 | 166560239761.9295 | 122489.5584 | 139631608579.1844 | 1188.5834 | 1443.4166 | 117477337.6893 | 96736870.3985 | 711176464288.2908 | 166560239761.9295 | 113766.9264 | 123093743201.3281 | 1290.0653 | 1341.9347 | 95416677.9777 | 91728562.6368 | 305806737649.5682 | 166560239761.9295 | 1030j | 109405.6104 | 113840993993.573 | 1346.8744 | 1285.1256 | 84522352.7571 | 88583555.4681 | 103121874330.207 | 28830404581.1152 | 109405.6104 | 113840993993.573 | 1346.8744 | 1285.1256 | 84522352.7571 | 88583555.4681 | 103121874330.207 | 28830404581.1152 | 109405.6104 | 113840993993.573 | 1346.8744 | 1285.1256 | 84522352.7571 | 88583555.4681 | 103121874330.207 | 28830404581.1152 | 355063.5544 | 279102938457.667 | 329.9119 | 2302.0881 | 845992348.5507 | 121239034.159 | 711176464288.291 | 166560239761.93 | 191291.5917 | 215599317361.931 | 717.6669 | 1914.3331 | 300416977.6386 | 112623720.4902 | 305806737649.568 | 166560239761.93 | 122489.5584 | 139631608579.184 | 1188.5834 | 1443.4166 | 117477337.6893 | 96736870.3985 | 711176464288.291 | 166560239761.93 | 113766.9264 | 123093743201.328 | 1290.0653 | 1341.9347 | 95416677.9777 | 91728562.6368 | 305806737649.568 | 166560239761.93 | -3.0559e-10 | -0.00021362 | 3.4106e-12 | -3.4106e-12 | 0 | 0 | 0 | 0 | -3.0559e-10 | -0.00021362 | 3.4106e-12 | -3.4106e-12 | 0 | 0 | 0 | 0 | -3.0559e-10 | -0.00021362 | 3.4106e-12 | -3.4106e-12 | 0 | 0 | 0 | 0 | 0 | 0 | 0 | 4.0927e-12 | 0 | 0 | 0 | -0.00045776 | 0 | -0.0005188 | 0 | 0 | 0 | 0 | 0 | -0.00045776 | -2.1828e-10 | 0.00036621 | -4.5475e-12 | 4.5475e-12 | 4.9174e-07 | 0 | 0 | -0.00045776 | -2.7649e-10 | 0 | 0 | 0 | 0 | 0 | 0 | -0.00045776
131 | 131i | 131.27 | 0 | 1-19 | 2 | 500 | 22 | 250 | 1940 | 10 | 120 | 2600 | 12 | 0 | 290 | 5450 | 0 | 0 | 1175 | 2350 | 3850 | 19 | 200 | 50 | 16 | 200 | 40 | 0 | 2 | 160 | 16 | 0 | 0 | 0 | 2 | 2500 | 5000 | W | 2342 | 100x10 | 100x10 | 150 | 14 | Single-sided | 120 | 12 | Abu | 14 | 400 | 700 | 8 | 6 |  | 1900 | 1900 | 0.7273 | 47.2435 | 380 | 380 | 355 | 266 | 380 | 380 | 0.125 | 2620.2338 | 2900 | 0 | 0 | 1580500 | 11076670833.3333 | 0 | 0 | 7655.2759 | 172722.1625 | 5428.6721 | 86858.7537 | 277145400.9544 | 411131448.8889 | 0 | 3.9121e+12 | 109405.6104 | 113840993993.5728 | 1346.8744 | 1285.1256 | 84522352.7571 | 88583555.4681 | 103121874330.2069 | 28830404581.1152 | 109405.6104 | 113840993993.5728 | 1346.8744 | 1285.1256 | 84522352.7571 | 88583555.4681 | 103121874330.2069 | 28830404581.1152 | 109405.6104 | 113840993993.5728 | 1346.8744 | 1285.1256 | 84522352.7571 | 88583555.4681 | 103121874330.2069 | 28830404581.1152 | 355063.5544 | 279102938457.6669 | 329.9119 | 2302.0881 | 845992348.5507 | 121239034.159 | 711176464288.2908 | 166560239761.9295 | 191291.5917 | 215599317361.9305 | 717.6669 | 1914.3331 | 300416977.6386 | 112623720.4902 | 305806737649.5682 | 166560239761.9295 | 122489.5584 | 139631608579.1844 | 1188.5834 | 1443.4166 | 117477337.6893 | 96736870.3985 | 711176464288.2908 | 166560239761.9295 | 113766.9264 | 123093743201.3281 | 1290.0653 | 1341.9347 | 95416677.9777 | 91728562.6368 | 305806737649.5682 | 166560239761.9295 | 1031i | 109405.6104 | 113840993993.573 | 1346.8744 | 1285.1256 | 84522352.7571 | 88583555.4681 | 103121874330.207 | 28830404581.1152 | 109405.6104 | 113840993993.573 | 1346.8744 | 1285.1256 | 84522352.7571 | 88583555.4681 | 103121874330.207 | 28830404581.1152 | 109405.6104 | 113840993993.573 | 1346.8744 | 1285.1256 | 84522352.7571 | 88583555.4681 | 103121874330.207 | 28830404581.1152 | 355063.5544 | 279102938457.667 | 329.9119 | 2302.0881 | 845992348.5507 | 121239034.159 | 711176464288.291 | 166560239761.93 | 191291.5917 | 215599317361.931 | 717.6669 | 1914.3331 | 300416977.6386 | 112623720.4902 | 305806737649.568 | 166560239761.93 | 122489.5584 | 139631608579.184 | 1188.5834 | 1443.4166 | 117477337.6893 | 96736870.3985 | 711176464288.291 | 166560239761.93 | 113766.9264 | 123093743201.328 | 1290.0653 | 1341.9347 | 95416677.9777 | 91728562.6368 | 305806737649.568 | 166560239761.93 | -3.0559e-10 | -0.00021362 | 3.4106e-12 | -3.4106e-12 | 0 | 0 | 0 | 0 | -3.0559e-10 | -0.00021362 | 3.4106e-12 | -3.4106e-12 | 0 | 0 | 0 | 0 | -3.0559e-10 | -0.00021362 | 3.4106e-12 | -3.4106e-12 | 0 | 0 | 0 | 0 | 0 | 0 | 0 | 4.0927e-12 | 0 | 0 | 0 | -0.00045776 | 0 | -0.0005188 | 0 | 0 | 0 | 0 | 0 | -0.00045776 | -2.1828e-10 | 0.00036621 | -4.5475e-12 | 4.5475e-12 | 4.9174e-07 | 0 | 0 | -0.00045776 | -2.7649e-10 | 0 | 0 | 0 | 0 | 0 | 0 | -0.00045776
| 131j | 131.82 | 0 | 1-19 | 2 | 500 | 22 | 250 | 1940 | 10 | 120 | 2600 | 12 | 0 | 290 | 5450 | 0 | 0 | 1175 | 2350 | 3850 | 19 | 200 | 50 | 16 | 200 | 40 | 0 | 2 | 160 | 16 | 0 | 0 | 0 | 2 | 2500 | 5000 | W | 2342 | 100x10 | 100x10 | 150 | 14 | Single-sided | 120 | 12 |  |  |  |  | 8 | 6 |  | 1900 | 1900 | 0.7273 | 47.2435 | 380 | 380 | 355 | 266 | 380 | 380 | 0.125 | 2620.2338 | 2900 | 0 | 0 | 1580500 | 11076670833.3333 | 0 | 0 | 7655.2759 | 172722.1625 | 5428.6721 | 86858.7537 | 277145400.9544 | 411131448.8889 | 0 | 3.9121e+12 | 109405.6104 | 113840993993.5728 | 1346.8744 | 1285.1256 | 84522352.7571 | 88583555.4681 | 103121874330.2069 | 28830404581.1152 | 109405.6104 | 113840993993.5728 | 1346.8744 | 1285.1256 | 84522352.7571 | 88583555.4681 | 103121874330.2069 | 28830404581.1152 | 109405.6104 | 113840993993.5728 | 1346.8744 | 1285.1256 | 84522352.7571 | 88583555.4681 | 103121874330.2069 | 28830404581.1152 | 355063.5544 | 279102938457.6669 | 329.9119 | 2302.0881 | 845992348.5507 | 121239034.159 | 711176464288.2908 | 166560239761.9295 | 191291.5917 | 215599317361.9305 | 717.6669 | 1914.3331 | 300416977.6386 | 112623720.4902 | 305806737649.5682 | 166560239761.9295 | 122489.5584 | 139631608579.1844 | 1188.5834 | 1443.4166 | 117477337.6893 | 96736870.3985 | 711176464288.2908 | 166560239761.9295 | 113766.9264 | 123093743201.3281 | 1290.0653 | 1341.9347 | 95416677.9777 | 91728562.6368 | 305806737649.5682 | 166560239761.9295 | 1031j | 109405.6104 | 113840993993.573 | 1346.8744 | 1285.1256 | 84522352.7571 | 88583555.4681 | 103121874330.207 | 28830404581.1152 | 109405.6104 | 113840993993.573 | 1346.8744 | 1285.1256 | 84522352.7571 | 88583555.4681 | 103121874330.207 | 28830404581.1152 | 109405.6104 | 113840993993.573 | 1346.8744 | 1285.1256 | 84522352.7571 | 88583555.4681 | 103121874330.207 | 28830404581.1152 | 355063.5544 | 279102938457.667 | 329.9119 | 2302.0881 | 845992348.5507 | 121239034.159 | 711176464288.291 | 166560239761.93 | 191291.5917 | 215599317361.931 | 717.6669 | 1914.3331 | 300416977.6386 | 112623720.4902 | 305806737649.568 | 166560239761.93 | 122489.5584 | 139631608579.184 | 1188.5834 | 1443.4166 | 117477337.6893 | 96736870.3985 | 711176464288.291 | 166560239761.93 | 113766.9264 | 123093743201.328 | 1290.0653 | 1341.9347 | 95416677.9777 | 91728562.6368 | 305806737649.568 | 166560239761.93 | -3.0559e-10 | -0.00021362 | 3.4106e-12 | -3.4106e-12 | 0 | 0 | 0 | 0 | -3.0559e-10 | -0.00021362 | 3.4106e-12 | -3.4106e-12 | 0 | 0 | 0 | 0 | -3.0559e-10 | -0.00021362 | 3.4106e-12 | -3.4106e-12 | 0 | 0 | 0 | 0 | 0 | 0 | 0 | 4.0927e-12 | 0 | 0 | 0 | -0.00045776 | 0 | -0.0005188 | 0 | 0 | 0 | 0 | 0 | -0.00045776 | -2.1828e-10 | 0.00036621 | -4.5475e-12 | 4.5475e-12 | 4.9174e-07 | 0 | 0 | -0.00045776 | -2.7649e-10 | 0 | 0 | 0 | 0 | 0 | 0 | -0.00045776
101 | 201i | 0 | 0 | 2-1 | 2 | 500 | 22 | 250 | 1940 | 12 | 120 | 2600 | 12 | 0 | 290 | 5450 | 0 | 0 | 1175 | 2350 | 3850 | 19 | 200 | 50 | 16 | 200 | 40 | 0 | 2 | 160 | 16 | 0 | 0 | 0 | 2 | 2500 | 5000 | W | 1587.5 | 100x10 | 100x10 | [9 empty] | 8 | 6 |  | 1900 | 1900 | 0.79859 | 47.2435 | 380 | 380 | 355 | 266 | 380 | 380 | 0.125 | 2620.2338 | 2902 | 0 | 0 | 1580500 | 11076670833.3333 | 0 | 0 | 7655.2759 | 172722.1625 | 5428.6721 | 86858.7537 | 277145400.9544 | 411131448.8889 | 0 | 3.9121e+12 | 113285.6104 | 120039163080.3259 | 1390.9238 | 1243.0762 | 86301750.74 | 96566218.1851 | 104338771663.5403 | 31467210010.6124 | 113285.6104 | 120039163080.3259 | 1390.9238 | 1243.0762 | 86301750.74 | 96566218.1851 | 104338771663.5403 | 31467210010.6124 | 113285.6104 | 120039163080.3259 | 1390.9238 | 1243.0762 | 86301750.74 | 96566218.1851 | 104338771663.5403 | 31467210010.6124 | 358943.5544 | 299460829947.7421 | 354.8071 | 2279.1929 | 844010197.1337 | 131388981.1557 | 712393361621.6241 | 175002722112.1104 | 195171.5917 | 229550135469.2441 | 755.7436 | 1878.2564 | 303740760.1918 | 122214483.298 | 307023634982.9016 | 175002722112.1104 | 126369.5584 | 147478061351.2561 | 1232.9321 | 1401.0679 | 119615716.0368 | 105261184.0512 | 712393361621.6241 | 175002722112.1104 | 117646.9264 | 129860445246.2239 | 1334.3553 | 1299.6447 | 97320738.9285 | 99919960.2339 | 307023634982.9016 | 175002722112.1104
| 201j | 0.55 | 0 | 2-1 | 2 | 500 | 22 | 250 | 1940 | 12 | 120 | 2600 | 12 | 0 | 290 | 5450 | 0 | 0 | 1175 | 2350 | 3850 | 19 | 200 | 50 | 16 | 200 | 40 | 0 | 2 | 160 | 16 | 0 | 0 | 0 | 2 | 2500 | 5000 | W | 1587.5 | 100x10 | 100x10 | [9 empty] | 8 | 6 |  | 1900 | 1900 | 0.79859 | 47.2435 | 380 | 380 | 355 | 266 | 380 | 380 | 0.125 | 2620.2338 | 2902 | 0 | 0 | 1580500 | 11076670833.3333 | 0 | 0 | 7655.2759 | 172722.1625 | 5428.6721 | 86858.7537 | 277145400.9544 | 411131448.8889 | 0 | 3.9121e+12 | 113285.6104 | 120039163080.3259 | 1390.9238 | 1243.0762 | 86301750.74 | 96566218.1851 | 104338771663.5403 | 31467210010.6124 | 113285.6104 | 120039163080.3259 | 1390.9238 | 1243.0762 | 86301750.74 | 96566218.1851 | 104338771663.5403 | 31467210010.6124 | 113285.6104 | 120039163080.3259 | 1390.9238 | 1243.0762 | 86301750.74 | 96566218.1851 | 104338771663.5403 | 31467210010.6124 | 358943.5544 | 299460829947.7421 | 354.8071 | 2279.1929 | 844010197.1337 | 131388981.1557 | 712393361621.6241 | 175002722112.1104 | 195171.5917 | 229550135469.2441 | 755.7436 | 1878.2564 | 303740760.1918 | 122214483.298 | 307023634982.9016 | 175002722112.1104 | 126369.5584 | 147478061351.2561 | 1232.9321 | 1401.0679 | 119615716.0368 | 105261184.0512 | 712393361621.6241 | 175002722112.1104 | 117646.9264 | 129860445246.2239 | 1334.3553 | 1299.6447 | 97320738.9285 | 99919960.2339 | 307023634982.9016 | 175002722112.1104
102 | 202i | 0.55 | 0 | 2-1 | 2 | 500 | 22 | 250 | 1940 | 12 | 120 | 2600 | 12 | 0 | 290 | 5450 | 0 | 0 | 1175 | 2350 | 3850 | 19 | 200 | 50 | 16 | 200 | 40 | 0 | 2 | 160 | 16 | 0 | 0 | 0 | 2 | 2500 | 5000 | W | 1587.5 | 100x10 | 100x10 | [9 empty] | 8 | 6 |  | 1900 | 1900 | 0.79859 | 47.2435 | 380 | 380 | 355 | 266 | 380 | 380 | 0.125 | 2620.2338 | 2902 | 0 | 0 | 1580500 | 11076670833.3333 | 0 | 0 | 7655.2759 | 172722.1625 | 5428.6721 | 86858.7537 | 277145400.9544 | 411131448.8889 | 0 | 3.9121e+12 | 113285.6104 | 120039163080.3259 | 1390.9238 | 1243.0762 | 86301750.74 | 96566218.1851 | 104338771663.5403 | 31467210010.6124 | 113285.6104 | 120039163080.3259 | 1390.9238 | 1243.0762 | 86301750.74 | 96566218.1851 | 104338771663.5403 | 31467210010.6124 | 113285.6104 | 120039163080.3259 | 1390.9238 | 1243.0762 | 86301750.74 | 96566218.1851 | 104338771663.5403 | 31467210010.6124 | 358943.5544 | 299460829947.7421 | 354.8071 | 2279.1929 | 844010197.1337 | 131388981.1557 | 712393361621.6241 | 175002722112.1104 | 195171.5917 | 229550135469.2441 | 755.7436 | 1878.2564 | 303740760.1918 | 122214483.298 | 307023634982.9016 | 175002722112.1104 | 126369.5584 | 147478061351.2561 | 1232.9321 | 1401.0679 | 119615716.0368 | 105261184.0512 | 712393361621.6241 | 175002722112.1104 | 117646.9264 | 129860445246.2239 | 1334.3553 | 1299.6447 | 97320738.9285 | 99919960.2339 | 307023634982.9016 | 175002722112.1104
| 202j | 3.2 | 0 | 2-1 | 2 | 500 | 22 | 250 | 1940 | 12 | 120 | 2600 | 12 | 0 | 290 | 5450 | 0 | 0 | 1175 | 2350 | 3850 | 19 | 200 | 50 | 16 | 200 | 40 | 0 | 2 | 160 | 16 | 0 | 0 | 0 | 2 | 2500 | 5000 | W | 1587.5 | 100x10 | 100x10 | [9 empty] | 8 | 6 |  | 1900 | 1900 | 0.79859 | 47.2435 | 380 | 380 | 355 | 266 | 380 | 380 | 0.125 | 2620.2338 | 2902 | 0 | 0 | 1580500 | 11076670833.3333 | 0 | 0 | 7655.2759 | 172722.1625 | 5428.6721 | 86858.7537 | 277145400.9544 | 411131448.8889 | 0 | 3.9121e+12 | 113285.6104 | 120039163080.3259 | 1390.9238 | 1243.0762 | 86301750.74 | 96566218.1851 | 104338771663.5403 | 31467210010.6124 | 113285.6104 | 120039163080.3259 | 1390.9238 | 1243.0762 | 86301750.74 | 96566218.1851 | 104338771663.5403 | 31467210010.6124 | 113285.6104 | 120039163080.3259 | 1390.9238 | 1243.0762 | 86301750.74 | 96566218.1851 | 104338771663.5403 | 31467210010.6124 | 358943.5544 | 299460829947.7421 | 354.8071 | 2279.1929 | 844010197.1337 | 131388981.1557 | 712393361621.6241 | 175002722112.1104 | 195171.5917 | 229550135469.2441 | 755.7436 | 1878.2564 | 303740760.1918 | 122214483.298 | 307023634982.9016 | 175002722112.1104 | 126369.5584 | 147478061351.2561 | 1232.9321 | 1401.0679 | 119615716.0368 | 105261184.0512 | 712393361621.6241 | 175002722112.1104 | 117646.9264 | 129860445246.2239 | 1334.3553 | 1299.6447 | 97320738.9285 | 99919960.2339 | 307023634982.9016 | 175002722112.1104
103 | 203i | 3.2 | 0 | 2-2 | 2 | 500 | 30 | 250 | 1940 | 18 | 120 | 2800 | 12 | 0 | 290 | 5500 | 0 | 0 | 1200 | 2400 | 3800 | 19 | 200 | 50 | 16 | 200 | 40 | 0 | 2 | 160 | 16 | 0 | 0 | 0 | 2 | 2500 | 5000 | W | 1587.5 | 100x10 | 100x10 | [9 empty] | 8 | 6 |  | 1900 | 1900 | 0.78284 | 47.2435 | 380 | 380 | 355 | 266 | 380 | 380 | 0.125 | 2821.7902 | 3108 | 0 | 0 | 1595000 | 11178291666.6667 | 0 | 0 | 7655.2759 | 172722.1625 | 5428.6721 | 86858.7537 | 346081987.7768 | 411131448.8889 | 0 | 4.0207e+12 | 137762.9651 | 181248618073.2181 | 1528.0719 | 1319.9281 | 118612621.8286 | 137317041.9842 | 127873762738.5252 | 36411229719.2214 | 137762.9651 | 181248618073.2181 | 1528.0719 | 1319.9281 | 118612621.8286 | 137317041.9842 | 127873762738.5252 | 36411229719.2214 | 137762.9651 | 181248618073.2181 | 1528.0719 | 1319.9281 | 118612621.8286 | 137317041.9842 | 127873762738.5252 | 36411229719.2214 | 385674.6516 | 422054115505.7469 | 471.9052 | 2376.0948 | 894362066.0973 | 177625116.9204 | 752817805871.3119 | 214476299647.8821 | 220400.1939 | 321274841805.4998 | 912.0157 | 1935.9843 | 352268978.7407 | 165949095.2569 | 336188443782.7874 | 214476299647.8821 | 150846.9131 | 214108336764.71 | 1384.5151 | 1463.4849 | 154645001.9956 | 146300336.4936 | 752817805871.3119 | 214476299647.8821 | 142124.2811 | 192871489301.609 | 1477.2828 | 1370.7172 | 130558272.2339 | 140708447.0688 | 336188443782.7874 | 214476299647.8821
| 203j | 6.9 | 0 | 2-2 | 2 | 500 | 30 | 250 | 1940 | 18 | 120 | 2800 | 12 | 0 | 290 | 5500 | 0 | 0 | 1200 | 2400 | 3800 | 19 | 200 | 50 | 16 | 200 | 40 | 0 | 2 | 160 | 16 | 0 | 0 | 0 | 2 | 2500 | 5000 | W | 1587.5 | 100x10 | 100x10 | [9 empty] | 8 | 6 |  | 1900 | 1900 | 0.78284 | 47.2435 | 380 | 380 | 355 | 266 | 380 | 380 | 0.125 | 2821.7902 | 3108 | 0 | 0 | 1595000 | 11178291666.6667 | 0 | 0 | 7655.2759 | 172722.1625 | 5428.6721 | 86858.7537 | 346081987.7768 | 411131448.8889 | 0 | 4.0207e+12 | 137762.9651 | 181248618073.2181 | 1528.0719 | 1319.9281 | 118612621.8286 | 137317041.9842 | 127873762738.5252 | 36411229719.2214 | 137762.9651 | 181248618073.2181 | 1528.0719 | 1319.9281 | 118612621.8286 | 137317041.9842 | 127873762738.5252 | 36411229719.2214 | 137762.9651 | 181248618073.2181 | 1528.0719 | 1319.9281 | 118612621.8286 | 137317041.9842 | 127873762738.5252 | 36411229719.2214 | 385674.6516 | 422054115505.7469 | 471.9052 | 2376.0948 | 894362066.0973 | 177625116.9204 | 752817805871.3119 | 214476299647.8821 | 220400.1939 | 321274841805.4998 | 912.0157 | 1935.9843 | 352268978.7407 | 165949095.2569 | 336188443782.7874 | 214476299647.8821 | 150846.9131 | 214108336764.71 | 1384.5151 | 1463.4849 | 154645001.9956 | 146300336.4936 | 752817805871.3119 | 214476299647.8821 | 142124.2811 | 192871489301.609 | 1477.2828 | 1370.7172 | 130558272.2339 | 140708447.0688 | 336188443782.7874 | 214476299647.8821
104 | 204i | 6.9 | 0 | 2-2 | 2 | 500 | 30 | 250 | 1940 | 18 | 120 | 2800 | 12 | 0 | 290 | 5500 | 0 | 0 | 1200 | 2400 | 3800 | 19 | 200 | 50 | 16 | 200 | 40 | 0 | 2 | 160 | 16 | 0 | 0 | 0 | 2 | 2500 | 5000 | W | 2500 | 150x10 | 100x10 | [9 empty] | 8 | 6 |  | 2921 | 1900 | 1.0617 | 47.2435 | 380 | 380 | 355 | 266 | 380 | 380 | 0.125 | 2821.7902 | 3108 | 0 | 0 | 1595000 | 11178291666.6667 | 0 | 0 | 7655.2759 | 172722.1625 | 5428.6721 | 86858.7537 | 346081987.7768 | 411131448.8889 | 0 | 4.0207e+12 | 137762.9651 | 181248618073.2181 | 1528.0719 | 1319.9281 | 118612621.8286 | 137317041.9842 | 127873762738.5252 | 46745922615.0177 | 137762.9651 | 181248618073.2181 | 1528.0719 | 1319.9281 | 118612621.8286 | 137317041.9842 | 127873762738.5252 | 46745922615.0177 | 137762.9651 | 181248618073.2181 | 1528.0719 | 1319.9281 | 118612621.8286 | 137317041.9842 | 127873762738.5252 | 46745922615.0177 | 385674.6516 | 422054115505.7469 | 471.9052 | 2376.0948 | 894362066.0973 | 177625116.9204 | 752817805871.3119 | 214476299647.8821 | 220400.1939 | 321274841805.4998 | 912.0157 | 1935.9843 | 352268978.7407 | 165949095.2569 | 336188443782.7874 | 214476299647.8821 | 150846.9131 | 214108336764.71 | 1384.5151 | 1463.4849 | 154645001.9956 | 146300336.4936 | 752817805871.3119 | 214476299647.8821 | 142124.2811 | 192871489301.609 | 1477.2828 | 1370.7172 | 130558272.2339 | 140708447.0688 | 336188443782.7874 | 214476299647.8821
| 204j | 11.9 | 0 | 2-2 | 2 | 500 | 30 | 250 | 1940 | 18 | 120 | 2800 | 12 | 0 | 290 | 5500 | 0 | 0 | 1200 | 2400 | 3800 | 19 | 200 | 50 | 16 | 200 | 40 | 0 | 2 | 160 | 16 | 0 | 0 | 0 | 2 | 2500 | 5000 | W | 2500 | 150x10 | 100x10 | [9 empty] | 8 | 6 |  | 2921 | 1900 | 1.0617 | 47.2435 | 380 | 380 | 355 | 266 | 380 | 380 | 0.125 | 2821.7902 | 3108 | 0 | 0 | 1595000 | 11178291666.6667 | 0 | 0 | 7655.2759 | 172722.1625 | 5428.6721 | 86858.7537 | 346081987.7768 | 411131448.8889 | 0 | 4.0207e+12 | 137762.9651 | 181248618073.2181 | 1528.0719 | 1319.9281 | 118612621.8286 | 137317041.9842 | 127873762738.5252 | 46745922615.0177 | 137762.9651 | 181248618073.2181 | 1528.0719 | 1319.9281 | 118612621.8286 | 137317041.9842 | 127873762738.5252 | 46745922615.0177 | 137762.9651 | 181248618073.2181 | 1528.0719 | 1319.9281 | 118612621.8286 | 137317041.9842 | 127873762738.5252 | 46745922615.0177 | 385674.6516 | 422054115505.7469 | 471.9052 | 2376.0948 | 894362066.0973 | 177625116.9204 | 752817805871.3119 | 214476299647.8821 | 220400.1939 | 321274841805.4998 | 912.0157 | 1935.9843 | 352268978.7407 | 165949095.2569 | 336188443782.7874 | 214476299647.8821 | 150846.9131 | 214108336764.71 | 1384.5151 | 1463.4849 | 154645001.9956 | 146300336.4936 | 752817805871.3119 | 214476299647.8821 | 142124.2811 | 192871489301.609 | 1477.2828 | 1370.7172 | 130558272.2339 | 140708447.0688 | 336188443782.7874 | 214476299647.8821
105 | 205i | 11.9 | 0 | 2-3 | 2 | 500 | 38 | 250 | 1940 | 34 | 120 | 2800 | 12 | 0 | 290 | 5500 | 0 | 0 | 1200 | 2400 | 3800 | 19 | 200 | 50 | 16 | 200 | 40 | 0 | 2 | 160 | 16 | 0 | 0 | 0 | 2 | 2500 | 5000 | W | 2500 | 150x10 | 100x10 | [9 empty] | 8 | 6 |  | 2921 | 1900 | 1.0664 | 47.2435 | 380 | 380 | 355 | 266 | 380 | 380 | 0.125 | 2821.7902 | 3124 | 0 | 0 | 1595000 | 11178291666.6667 | 0 | 0 | 7655.2759 | 172722.1625 | 5428.6721 | 86858.7537 | 346081987.7768 | 411131448.8889 | 0 | 4.0207e+12 | 176802.9651 | 250018643484.5533 | 1699.8832 | 1172.1168 | 147079898.6055 | 213305223.4425 | 149295608071.8585 | 48039297273.7564 | 176802.9651 | 250018643484.5533 | 1699.8832 | 1172.1168 | 147079898.6055 | 213305223.4425 | 149295608071.8585 | 48039297273.7564 | 176802.9651 | 250018643484.5533 | 1699.8832 | 1172.1168 | 147079898.6055 | 213305223.4425 | 149295608071.8585 | 48039297273.7564 | 424714.6516 | 588693664353.306 | 645.181 | 2226.819 | 912447272.2194 | 264365298.834 | 774239651204.6453 | 234610855423.4957 | 259440.1939 | 434458180516.3342 | 1124.3524 | 1747.6476 | 386407488.4896 | 248595984.8574 | 357610289116.1207 | 234610855423.4957 | 189886.9131 | 290450258588.5089 | 1574.5538 | 1297.4462 | 184465121.7702 | 223863046.3103 | 774239651204.6453 | 234610855423.4957 | 181164.2811 | 264142700868.9348 | 1656.0953 | 1215.9047 | 159497285.7373 | 217239636.356 | 357610289116.1207 | 234610855423.4957
| 205j | 16.9 | 0 | 2-3 | 2 | 500 | 38 | 250 | 1940 | 34 | 120 | 2800 | 12 | 0 | 290 | 5500 | 0 | 0 | 1200 | 2400 | 3800 | 19 | 200 | 50 | 16 | 200 | 40 | 0 | 2 | 160 | 16 | 0 | 0 | 0 | 2 | 2500 | 5000 | W | 2500 | 150x10 | 100x10 | [9 empty] | 8 | 6 |  | 2921 | 1900 | 1.0664 | 47.2435 | 380 | 380 | 355 | 266 | 380 | 380 | 0.125 | 2821.7902 | 3124 | 0 | 0 | 1595000 | 11178291666.6667 | 0 | 0 | 7655.2759 | 172722.1625 | 5428.6721 | 86858.7537 | 346081987.7768 | 411131448.8889 | 0 | 4.0207e+12 | 176802.9651 | 250018643484.5533 | 1699.8832 | 1172.1168 | 147079898.6055 | 213305223.4425 | 149295608071.8585 | 48039297273.7564 | 176802.9651 | 250018643484.5533 | 1699.8832 | 1172.1168 | 147079898.6055 | 213305223.4425 | 149295608071.8585 | 48039297273.7564 | 176802.9651 | 250018643484.5533 | 1699.8832 | 1172.1168 | 147079898.6055 | 213305223.4425 | 149295608071.8585 | 48039297273.7564 | 424714.6516 | 588693664353.306 | 645.181 | 2226.819 | 912447272.2194 | 264365298.834 | 774239651204.6453 | 234610855423.4957 | 259440.1939 | 434458180516.3342 | 1124.3524 | 1747.6476 | 386407488.4896 | 248595984.8574 | 357610289116.1207 | 234610855423.4957 | 189886.9131 | 290450258588.5089 | 1574.5538 | 1297.4462 | 184465121.7702 | 223863046.3103 | 774239651204.6453 | 234610855423.4957 | 181164.2811 | 264142700868.9348 | 1656.0953 | 1215.9047 | 159497285.7373 | 217239636.356 | 357610289116.1207 | 234610855423.4957
106 | 206i | 16.9 | 0 | 2-3 | 2 | 500 | 38 | 250 | 1940 | 34 | 120 | 2800 | 12 | 0 | 290 | 5500 | 0 | 0 | 1200 | 2400 | 3800 | 19 | 200 | 50 | 16 | 200 | 40 | 0 | 2 | 160 | 16 | 0 | 0 | 0 | 2 | 2500 | 5000 | W | 2500 | 150x10 | 100x10 | [9 empty] | 8 | 6 |  | 2921 | 1900 | 1.0664 | 47.2435 | 380 | 380 | 355 | 266 | 380 | 380 | 0.125 | 2821.7902 | 3124 | 0 | 0 | 1595000 | 11178291666.6667 | 0 | 0 | 7655.2759 | 172722.1625 | 5428.6721 | 86858.7537 | 346081987.7768 | 411131448.8889 | 0 | 4.0207e+12 | 176802.9651 | 250018643484.5533 | 1699.8832 | 1172.1168 | 147079898.6055 | 213305223.4425 | 149295608071.8585 | 48039297273.7564 | 176802.9651 | 250018643484.5533 | 1699.8832 | 1172.1168 | 147079898.6055 | 213305223.4425 | 149295608071.8585 | 48039297273.7564 | 176802.9651 | 250018643484.5533 | 1699.8832 | 1172.1168 | 147079898.6055 | 213305223.4425 | 149295608071.8585 | 48039297273.7564 | 424714.6516 | 588693664353.306 | 645.181 | 2226.819 | 912447272.2194 | 264365298.834 | 774239651204.6453 | 234610855423.4957 | 259440.1939 | 434458180516.3342 | 1124.3524 | 1747.6476 | 386407488.4896 | 248595984.8574 | 357610289116.1207 | 234610855423.4957 | 189886.9131 | 290450258588.5089 | 1574.5538 | 1297.4462 | 184465121.7702 | 223863046.3103 | 774239651204.6453 | 234610855423.4957 | 181164.2811 | 264142700868.9348 | 1656.0953 | 1215.9047 | 159497285.7373 | 217239636.356 | 357610289116.1207 | 234610855423.4957
| 206j | 21.9 | 0 | 2-3 | 2 | 500 | 38 | 250 | 1940 | 34 | 120 | 2800 | 12 | 0 | 290 | 5500 | 0 | 0 | 1200 | 2400 | 3800 | 19 | 200 | 50 | 16 | 200 | 40 | 0 | 2 | 160 | 16 | 0 | 0 | 0 | 2 | 2500 | 5000 | W | 2500 | 150x10 | 100x10 | [9 empty] | 8 | 6 |  | 2921 | 1900 | 1.0664 | 47.2435 | 380 | 380 | 355 | 266 | 380 | 380 | 0.125 | 2821.7902 | 3124 | 0 | 0 | 1595000 | 11178291666.6667 | 0 | 0 | 7655.2759 | 172722.1625 | 5428.6721 | 86858.7537 | 346081987.7768 | 411131448.8889 | 0 | 4.0207e+12 | 176802.9651 | 250018643484.5533 | 1699.8832 | 1172.1168 | 147079898.6055 | 213305223.4425 | 149295608071.8585 | 48039297273.7564 | 176802.9651 | 250018643484.5533 | 1699.8832 | 1172.1168 | 147079898.6055 | 213305223.4425 | 149295608071.8585 | 48039297273.7564 | 176802.9651 | 250018643484.5533 | 1699.8832 | 1172.1168 | 147079898.6055 | 213305223.4425 | 149295608071.8585 | 48039297273.7564 | 424714.6516 | 588693664353.306 | 645.181 | 2226.819 | 912447272.2194 | 264365298.834 | 774239651204.6453 | 234610855423.4957 | 259440.1939 | 434458180516.3342 | 1124.3524 | 1747.6476 | 386407488.4896 | 248595984.8574 | 357610289116.1207 | 234610855423.4957 | 189886.9131 | 290450258588.5089 | 1574.5538 | 1297.4462 | 184465121.7702 | 223863046.3103 | 774239651204.6453 | 234610855423.4957 | 181164.2811 | 264142700868.9348 | 1656.0953 | 1215.9047 | 159497285.7373 | 217239636.356 | 357610289116.1207 | 234610855423.4957
107 | 207i | 21.9 | 0 | 2-4 | 2 | 600 | 40 | 250 | 1940 | 40 | 120 | 2800 | 12 | 0 | 290 | 5500 | 0 | 0 | 1200 | 2400 | 3800 | 19 | 200 | 50 | 16 | 200 | 40 | 0 | 2 | 160 | 16 | 0 | 0 | 0 | 2 | 2500 | 5000 | W | 2500 | 175x15 | 100x10 | [9 empty] | 8 | 6 |  | 5021 | 1900 | 1.8118 | 47.2435 | 380 | 380 | 355 | 266 | 380 | 380 | 0.125 | 2821.7902 | 3130 | 0 | 0 | 1595000 | 11178291666.6667 | 0 | 0 | 7655.2759 | 172722.1625 | 5428.6721 | 86858.7537 | 346081987.7768 | 411131448.8889 | 0 | 4.0207e+12 | 198442.9651 | 294458361973.7598 | 1685.8661 | 1194.1339 | 174662958.1814 | 246587392.4069 | 162354633405.1919 | 72562465391.25 | 198442.9651 | 294458361973.7598 | 1685.8661 | 1194.1339 | 174662958.1814 | 246587392.4069 | 162354633405.1919 | 72562465391.25 | 198442.9651 | 294458361973.7598 | 1685.8661 | 1194.1339 | 174662958.1814 | 246587392.4069 | 162354633405.1919 | 72562465391.25 | 446354.6516 | 649687231067.524 | 691.1937 | 2188.8063 | 939949525.0884 | 296822630.6811 | 787298676537.9786 | 238639389909.9699 | 281080.1939 | 482152011680.1017 | 1159.3537 | 1720.6463 | 415879998.3456 | 280215643.1292 | 370669314449.4541 | 238639389909.9699 | 211526.9131 | 334483056239.5226 | 1574.3491 | 1305.6509 | 212457990.9904 | 256181087.5302 | 787298676537.9786 | 238639389909.9699 | 202804.2811 | 308371923533.2458 | 1647.095 | 1232.905 | 187221698.1672 | 250118155.3504 | 370669314449.4541 | 238639389909.9699
| 207j | 26.9 | 0 | 2-4 | 2 | 600 | 40 | 250 | 1940 | 40 | 120 | 2800 | 12 | 0 | 290 | 5500 | 0 | 0 | 1200 | 2400 | 3800 | 19 | 200 | 50 | 16 | 200 | 40 | 0 | 2 | 160 | 16 | 0 | 0 | 0 | 2 | 2500 | 5000 | W | 2500 | 175x15 | 100x10 | [9 empty] | 8 | 6 |  | 5021 | 1900 | 1.8118 | 47.2435 | 380 | 380 | 355 | 266 | 380 | 380 | 0.125 | 2821.7902 | 3130 | 0 | 0 | 1595000 | 11178291666.6667 | 0 | 0 | 7655.2759 | 172722.1625 | 5428.6721 | 86858.7537 | 346081987.7768 | 411131448.8889 | 0 | 4.0207e+12 | 198442.9651 | 294458361973.7598 | 1685.8661 | 1194.1339 | 174662958.1814 | 246587392.4069 | 162354633405.1919 | 72562465391.25 | 198442.9651 | 294458361973.7598 | 1685.8661 | 1194.1339 | 174662958.1814 | 246587392.4069 | 162354633405.1919 | 72562465391.25 | 198442.9651 | 294458361973.7598 | 1685.8661 | 1194.1339 | 174662958.1814 | 246587392.4069 | 162354633405.1919 | 72562465391.25 | 446354.6516 | 649687231067.524 | 691.1937 | 2188.8063 | 939949525.0884 | 296822630.6811 | 787298676537.9786 | 238639389909.9699 | 281080.1939 | 482152011680.1017 | 1159.3537 | 1720.6463 | 415879998.3456 | 280215643.1292 | 370669314449.4541 | 238639389909.9699 | 211526.9131 | 334483056239.5226 | 1574.3491 | 1305.6509 | 212457990.9904 | 256181087.5302 | 787298676537.9786 | 238639389909.9699 | 202804.2811 | 308371923533.2458 | 1647.095 | 1232.905 | 187221698.1672 | 250118155.3504 | 370669314449.4541 | 238639389909.9699
108 | 208i | 26.9 | 0 | 2-4 | 2 | 600 | 40 | 250 | 1940 | 40 | 120 | 2800 | 12 | 0 | 290 | 5500 | 0 | 0 | 1200 | 2400 | 3800 | 19 | 200 | 50 | 16 | 200 | 40 | 0 | 2 | 160 | 16 | 0 | 0 | 0 | 2 | 2500 | 5000 | W | 2500 | 175x15 | 100x10 | [9 empty] | 8 | 6 |  | 5021 | 1900 | 1.8118 | 47.2435 | 380 | 380 | 355 | 266 | 380 | 380 | 0.125 | 2821.7902 | 3130 | 0 | 0 | 1595000 | 11178291666.6667 | 0 | 0 | 7655.2759 | 172722.1625 | 5428.6721 | 86858.7537 | 346081987.7768 | 411131448.8889 | 0 | 4.0207e+12 | 198442.9651 | 294458361973.7598 | 1685.8661 | 1194.1339 | 174662958.1814 | 246587392.4069 | 162354633405.1919 | 72562465391.25 | 198442.9651 | 294458361973.7598 | 1685.8661 | 1194.1339 | 174662958.1814 | 246587392.4069 | 162354633405.1919 | 72562465391.25 | 198442.9651 | 294458361973.7598 | 1685.8661 | 1194.1339 | 174662958.1814 | 246587392.4069 | 162354633405.1919 | 72562465391.25 | 446354.6516 | 649687231067.524 | 691.1937 | 2188.8063 | 939949525.0884 | 296822630.6811 | 787298676537.9786 | 238639389909.9699 | 281080.1939 | 482152011680.1017 | 1159.3537 | 1720.6463 | 415879998.3456 | 280215643.1292 | 370669314449.4541 | 238639389909.9699 | 211526.9131 | 334483056239.5226 | 1574.3491 | 1305.6509 | 212457990.9904 | 256181087.5302 | 787298676537.9786 | 238639389909.9699 | 202804.2811 | 308371923533.2458 | 1647.095 | 1232.905 | 187221698.1672 | 250118155.3504 | 370669314449.4541 | 238639389909.9699
| 208j | 31.9 | 0 | 2-4 | 2 | 600 | 40 | 250 | 1940 | 40 | 120 | 2800 | 12 | 0 | 290 | 5500 | 0 | 0 | 1200 | 2400 | 3800 | 19 | 200 | 50 | 16 | 200 | 40 | 0 | 2 | 160 | 16 | 0 | 0 | 0 | 2 | 2500 | 5000 | W | 2500 | 175x15 | 100x10 | [9 empty] | 8 | 6 |  | 5021 | 1900 | 1.8118 | 47.2435 | 380 | 380 | 355 | 266 | 380 | 380 | 0.125 | 2821.7902 | 3130 | 0 | 0 | 1595000 | 11178291666.6667 | 0 | 0 | 7655.2759 | 172722.1625 | 5428.6721 | 86858.7537 | 346081987.7768 | 411131448.8889 | 0 | 4.0207e+12 | 198442.9651 | 294458361973.7598 | 1685.8661 | 1194.1339 | 174662958.1814 | 246587392.4069 | 162354633405.1919 | 72562465391.25 | 198442.9651 | 294458361973.7598 | 1685.8661 | 1194.1339 | 174662958.1814 | 246587392.4069 | 162354633405.1919 | 72562465391.25 | 198442.9651 | 294458361973.7598 | 1685.8661 | 1194.1339 | 174662958.1814 | 246587392.4069 | 162354633405.1919 | 72562465391.25 | 446354.6516 | 649687231067.524 | 691.1937 | 2188.8063 | 939949525.0884 | 296822630.6811 | 787298676537.9786 | 238639389909.9699 | 281080.1939 | 482152011680.1017 | 1159.3537 | 1720.6463 | 415879998.3456 | 280215643.1292 | 370669314449.4541 | 238639389909.9699 | 211526.9131 | 334483056239.5226 | 1574.3491 | 1305.6509 | 212457990.9904 | 256181087.5302 | 787298676537.9786 | 238639389909.9699 | 202804.2811 | 308371923533.2458 | 1647.095 | 1232.905 | 187221698.1672 | 250118155.3504 | 370669314449.4541 | 238639389909.9699
109 | 209i | 31.9 | 0 | 2-4 | 2 | 600 | 40 | 250 | 1940 | 40 | 120 | 2800 | 12 | 0 | 290 | 5500 | 0 | 0 | 1200 | 2400 | 3800 | 19 | 200 | 50 | 16 | 200 | 40 | 0 | 2 | 160 | 16 | 0 | 0 | 0 | 2 | 2500 | 5000 | W | 2500 | 175x15 | 100x10 | [9 empty] | 8 | 6 |  | 5021 | 1900 | 1.8118 | 47.2435 | 380 | 380 | 355 | 266 | 380 | 380 | 0.125 | 2821.7902 | 3130 | 0 | 0 | 1595000 | 11178291666.6667 | 0 | 0 | 7655.2759 | 172722.1625 | 5428.6721 | 86858.7537 | 346081987.7768 | 411131448.8889 | 0 | 4.0207e+12 | 198442.9651 | 294458361973.7598 | 1685.8661 | 1194.1339 | 174662958.1814 | 246587392.4069 | 162354633405.1919 | 72562465391.25 | 198442.9651 | 294458361973.7598 | 1685.8661 | 1194.1339 | 174662958.1814 | 246587392.4069 | 162354633405.1919 | 72562465391.25 | 198442.9651 | 294458361973.7598 | 1685.8661 | 1194.1339 | 174662958.1814 | 246587392.4069 | 162354633405.1919 | 72562465391.25 | 446354.6516 | 649687231067.524 | 691.1937 | 2188.8063 | 939949525.0884 | 296822630.6811 | 787298676537.9786 | 238639389909.9699 | 281080.1939 | 482152011680.1017 | 1159.3537 | 1720.6463 | 415879998.3456 | 280215643.1292 | 370669314449.4541 | 238639389909.9699 | 211526.9131 | 334483056239.5226 | 1574.3491 | 1305.6509 | 212457990.9904 | 256181087.5302 | 787298676537.9786 | 238639389909.9699 | 202804.2811 | 308371923533.2458 | 1647.095 | 1232.905 | 187221698.1672 | 250118155.3504 | 370669314449.4541 | 238639389909.9699
| 209j | 36.9 | 0 | 2-4 | 2 | 600 | 40 | 250 | 1940 | 40 | 120 | 2800 | 12 | 0 | 290 | 5500 | 0 | 0 | 1200 | 2400 | 3800 | 19 | 200 | 50 | 16 | 200 | 40 | 0 | 2 | 160 | 16 | 0 | 0 | 0 | 2 | 2500 | 5000 | W | 2500 | 175x15 | 100x10 | [9 empty] | 8 | 6 |  | 5021 | 1900 | 1.8118 | 47.2435 | 380 | 380 | 355 | 266 | 380 | 380 | 0.125 | 2821.7902 | 3130 | 0 | 0 | 1595000 | 11178291666.6667 | 0 | 0 | 7655.2759 | 172722.1625 | 5428.6721 | 86858.7537 | 346081987.7768 | 411131448.8889 | 0 | 4.0207e+12 | 198442.9651 | 294458361973.7598 | 1685.8661 | 1194.1339 | 174662958.1814 | 246587392.4069 | 162354633405.1919 | 72562465391.25 | 198442.9651 | 294458361973.7598 | 1685.8661 | 1194.1339 | 174662958.1814 | 246587392.4069 | 162354633405.1919 | 72562465391.25 | 198442.9651 | 294458361973.7598 | 1685.8661 | 1194.1339 | 174662958.1814 | 246587392.4069 | 162354633405.1919 | 72562465391.25 | 446354.6516 | 649687231067.524 | 691.1937 | 2188.8063 | 939949525.0884 | 296822630.6811 | 787298676537.9786 | 238639389909.9699 | 281080.1939 | 482152011680.1017 | 1159.3537 | 1720.6463 | 415879998.3456 | 280215643.1292 | 370669314449.4541 | 238639389909.9699 | 211526.9131 | 334483056239.5226 | 1574.3491 | 1305.6509 | 212457990.9904 | 256181087.5302 | 787298676537.9786 | 238639389909.9699 | 202804.2811 | 308371923533.2458 | 1647.095 | 1232.905 | 187221698.1672 | 250118155.3504 | 370669314449.4541 | 238639389909.9699
110 | 210i | 36.9 | 0 | 2-4 | 2 | 600 | 40 | 250 | 1940 | 40 | 120 | 2800 | 12 | 0 | 290 | 5500 | 0 | 0 | 1200 | 2400 | 3800 | 19 | 200 | 50 | 16 | 200 | 40 | 0 | 2 | 160 | 16 | 0 | 0 | 0 | 2 | 2500 | 5000 | W | 2500 | 175x15 | 100x10 | [9 empty] | 8 | 6 |  | 5021 | 1900 | 1.8118 | 47.2435 | 380 | 380 | 355 | 266 | 380 | 380 | 0.125 | 2821.7902 | 3130 | 0 | 0 | 1595000 | 11178291666.6667 | 0 | 0 | 7655.2759 | 172722.1625 | 5428.6721 | 86858.7537 | 346081987.7768 | 411131448.8889 | 0 | 4.0207e+12 | 198442.9651 | 294458361973.7598 | 1685.8661 | 1194.1339 | 174662958.1814 | 246587392.4069 | 162354633405.1919 | 72562465391.25 | 198442.9651 | 294458361973.7598 | 1685.8661 | 1194.1339 | 174662958.1814 | 246587392.4069 | 162354633405.1919 | 72562465391.25 | 198442.9651 | 294458361973.7598 | 1685.8661 | 1194.1339 | 174662958.1814 | 246587392.4069 | 162354633405.1919 | 72562465391.25 | 446354.6516 | 649687231067.524 | 691.1937 | 2188.8063 | 939949525.0884 | 296822630.6811 | 787298676537.9786 | 238639389909.9699 | 281080.1939 | 482152011680.1017 | 1159.3537 | 1720.6463 | 415879998.3456 | 280215643.1292 | 370669314449.4541 | 238639389909.9699 | 211526.9131 | 334483056239.5226 | 1574.3491 | 1305.6509 | 212457990.9904 | 256181087.5302 | 787298676537.9786 | 238639389909.9699 | 202804.2811 | 308371923533.2458 | 1647.095 | 1232.905 | 187221698.1672 | 250118155.3504 | 370669314449.4541 | 238639389909.9699
| 210j | 41.9 | 0 | 2-4 | 2 | 600 | 40 | 250 | 1940 | 40 | 120 | 2800 | 12 | 0 | 290 | 5500 | 0 | 0 | 1200 | 2400 | 3800 | 19 | 200 | 50 | 16 | 200 | 40 | 0 | 2 | 160 | 16 | 0 | 0 | 0 | 2 | 2500 | 5000 | W | 2500 | 175x15 | 100x10 | [9 empty] | 8 | 6 |  | 5021 | 1900 | 1.8118 | 47.2435 | 380 | 380 | 355 | 266 | 380 | 380 | 0.125 | 2821.7902 | 3130 | 0 | 0 | 1595000 | 11178291666.6667 | 0 | 0 | 7655.2759 | 172722.1625 | 5428.6721 | 86858.7537 | 346081987.7768 | 411131448.8889 | 0 | 4.0207e+12 | 198442.9651 | 294458361973.7598 | 1685.8661 | 1194.1339 | 174662958.1814 | 246587392.4069 | 162354633405.1919 | 72562465391.25 | 198442.9651 | 294458361973.7598 | 1685.8661 | 1194.1339 | 174662958.1814 | 246587392.4069 | 162354633405.1919 | 72562465391.25 | 198442.9651 | 294458361973.7598 | 1685.8661 | 1194.1339 | 174662958.1814 | 246587392.4069 | 162354633405.1919 | 72562465391.25 | 446354.6516 | 649687231067.524 | 691.1937 | 2188.8063 | 939949525.0884 | 296822630.6811 | 787298676537.9786 | 238639389909.9699 | 281080.1939 | 482152011680.1017 | 1159.3537 | 1720.6463 | 415879998.3456 | 280215643.1292 | 370669314449.4541 | 238639389909.9699 | 211526.9131 | 334483056239.5226 | 1574.3491 | 1305.6509 | 212457990.9904 | 256181087.5302 | 787298676537.9786 | 238639389909.9699 | 202804.2811 | 308371923533.2458 | 1647.095 | 1232.905 | 187221698.1672 | 250118155.3504 | 370669314449.4541 | 238639389909.9699
111 | 211i | 41.9 | 0 | 2-4 | 2 | 600 | 40 | 250 | 1940 | 40 | 120 | 2800 | 12 | 0 | 290 | 5500 | 0 | 0 | 1200 | 2400 | 3800 | 19 | 200 | 50 | 16 | 200 | 40 | 0 | 2 | 160 | 16 | 0 | 0 | 0 | 2 | 2500 | 5000 | W | 2500 | 175x15 | 100x10 | [9 empty] | 8 | 6 |  | 5021 | 1900 | 1.8118 | 47.2435 | 380 | 380 | 355 | 266 | 380 | 380 | 0.125 | 2821.7902 | 3130 | 0 | 0 | 1595000 | 11178291666.6667 | 0 | 0 | 7655.2759 | 172722.1625 | 5428.6721 | 86858.7537 | 346081987.7768 | 411131448.8889 | 0 | 4.0207e+12 | 198442.9651 | 294458361973.7598 | 1685.8661 | 1194.1339 | 174662958.1814 | 246587392.4069 | 162354633405.1919 | 72562465391.25 | 198442.9651 | 294458361973.7598 | 1685.8661 | 1194.1339 | 174662958.1814 | 246587392.4069 | 162354633405.1919 | 72562465391.25 | 198442.9651 | 294458361973.7598 | 1685.8661 | 1194.1339 | 174662958.1814 | 246587392.4069 | 162354633405.1919 | 72562465391.25 | 446354.6516 | 649687231067.524 | 691.1937 | 2188.8063 | 939949525.0884 | 296822630.6811 | 787298676537.9786 | 238639389909.9699 | 281080.1939 | 482152011680.1017 | 1159.3537 | 1720.6463 | 415879998.3456 | 280215643.1292 | 370669314449.4541 | 238639389909.9699 | 211526.9131 | 334483056239.5226 | 1574.3491 | 1305.6509 | 212457990.9904 | 256181087.5302 | 787298676537.9786 | 238639389909.9699 | 202804.2811 | 308371923533.2458 | 1647.095 | 1232.905 | 187221698.1672 | 250118155.3504 | 370669314449.4541 | 238639389909.9699
| 211j | 46.9 | 0 | 2-4 | 2 | 600 | 40 | 250 | 1940 | 40 | 120 | 2800 | 12 | 0 | 290 | 5500 | 0 | 0 | 1200 | 2400 | 3800 | 19 | 200 | 50 | 16 | 200 | 40 | 0 | 2 | 160 | 16 | 0 | 0 | 0 | 2 | 2500 | 5000 | W | 2500 | 175x15 | 100x10 | [9 empty] | 8 | 6 |  | 5021 | 1900 | 1.8118 | 47.2435 | 380 | 380 | 355 | 266 | 380 | 380 | 0.125 | 2821.7902 | 3130 | 0 | 0 | 1595000 | 11178291666.6667 | 0 | 0 | 7655.2759 | 172722.1625 | 5428.6721 | 86858.7537 | 346081987.7768 | 411131448.8889 | 0 | 4.0207e+12 | 198442.9651 | 294458361973.7598 | 1685.8661 | 1194.1339 | 174662958.1814 | 246587392.4069 | 162354633405.1919 | 72562465391.25 | 198442.9651 | 294458361973.7598 | 1685.8661 | 1194.1339 | 174662958.1814 | 246587392.4069 | 162354633405.1919 | 72562465391.25 | 198442.9651 | 294458361973.7598 | 1685.8661 | 1194.1339 | 174662958.1814 | 246587392.4069 | 162354633405.1919 | 72562465391.25 | 446354.6516 | 649687231067.524 | 691.1937 | 2188.8063 | 939949525.0884 | 296822630.6811 | 787298676537.9786 | 238639389909.9699 | 281080.1939 | 482152011680.1017 | 1159.3537 | 1720.6463 | 415879998.3456 | 280215643.1292 | 370669314449.4541 | 238639389909.9699 | 211526.9131 | 334483056239.5226 | 1574.3491 | 1305.6509 | 212457990.9904 | 256181087.5302 | 787298676537.9786 | 238639389909.9699 | 202804.2811 | 308371923533.2458 | 1647.095 | 1232.905 | 187221698.1672 | 250118155.3504 | 370669314449.4541 | 238639389909.9699
112 | 212i | 46.9 | 0 | 2-5 | 2 | 500 | 36 | 250 | 1940 | 32 | 120 | 2800 | 12 | 0 | 290 | 5500 | 0 | 0 | 1200 | 2400 | 3800 | 19 | 200 | 50 | 16 | 200 | 40 | 0 | 2 | 160 | 16 | 0 | 0 | 0 | 2 | 2500 | 5000 | W | 2500 | 150x10 | 100x10 | [9 empty] | 8 | 6 |  | 2921 | 1900 | 1.0654 | 47.2435 | 380 | 380 | 355 | 266 | 380 | 380 | 0.125 | 2821.7902 | 3122 | 0 | 0 | 1595000 | 11178291666.6667 | 0 | 0 | 7655.2759 | 172722.1625 | 5428.6721 | 86858.7537 | 346081987.7768 | 411131448.8889 | 0 | 4.0207e+12 | 170922.9651 | 238917070787.5154 | 1691.1774 | 1176.8226 | 141272624.0279 | 203018767.1141 | 145157044071.8585 | 47905662980.3902 | 170922.9651 | 238917070787.5154 | 1691.1774 | 1176.8226 | 141272624.0279 | 203018767.1141 | 145157044071.8585 | 47905662980.3902 | 170922.9651 | 238917070787.5154 | 1691.1774 | 1176.8226 | 141272624.0279 | 203018767.1141 | 145157044071.8585 | 47905662980.3902 | 418834.6516 | 568512249725.374 | 625.6375 | 2242.3625 | 908692664.7284 | 253532719.0131 | 770101087204.6453 | 233008465685.2529 | 253560.1939 | 420016377790.8636 | 1104.4857 | 1763.5143 | 380282325.373 | 238170095.8893 | 353471725116.1207 | 233008465685.2529 | 184006.9131 | 278957443793.8945 | 1562.3199 | 1305.6801 | 178553341.7986 | 213649154.4952 | 770101087204.6453 | 233008465685.2529 | 175284.2811 | 252925923365.1283 | 1646.0875 | 1221.9125 | 153652783.4305 | 206991842.3947 | 353471725116.1207 | 233008465685.2529
| 212j | 51.9 | 0 | 2-5 | 2 | 500 | 36 | 250 | 1940 | 32 | 120 | 2800 | 12 | 0 | 290 | 5500 | 0 | 0 | 1200 | 2400 | 3800 | 19 | 200 | 50 | 16 | 200 | 40 | 0 | 2 | 160 | 16 | 0 | 0 | 0 | 2 | 2500 | 5000 | W | 2500 | 150x10 | 100x10 | [9 empty] | 8 | 6 |  | 2921 | 1900 | 1.0654 | 47.2435 | 380 | 380 | 355 | 266 | 380 | 380 | 0.125 | 2821.7902 | 3122 | 0 | 0 | 1595000 | 11178291666.6667 | 0 | 0 | 7655.2759 | 172722.1625 | 5428.6721 | 86858.7537 | 346081987.7768 | 411131448.8889 | 0 | 4.0207e+12 | 170922.9651 | 238917070787.5154 | 1691.1774 | 1176.8226 | 141272624.0279 | 203018767.1141 | 145157044071.8585 | 47905662980.3902 | 170922.9651 | 238917070787.5154 | 1691.1774 | 1176.8226 | 141272624.0279 | 203018767.1141 | 145157044071.8585 | 47905662980.3902 | 170922.9651 | 238917070787.5154 | 1691.1774 | 1176.8226 | 141272624.0279 | 203018767.1141 | 145157044071.8585 | 47905662980.3902 | 418834.6516 | 568512249725.374 | 625.6375 | 2242.3625 | 908692664.7284 | 253532719.0131 | 770101087204.6453 | 233008465685.2529 | 253560.1939 | 420016377790.8636 | 1104.4857 | 1763.5143 | 380282325.373 | 238170095.8893 | 353471725116.1207 | 233008465685.2529 | 184006.9131 | 278957443793.8945 | 1562.3199 | 1305.6801 | 178553341.7986 | 213649154.4952 | 770101087204.6453 | 233008465685.2529 | 175284.2811 | 252925923365.1283 | 1646.0875 | 1221.9125 | 153652783.4305 | 206991842.3947 | 353471725116.1207 | 233008465685.2529
113 | 213i | 51.9 | 0 | 2-6 | 2 | 500 | 30 | 250 | 1940 | 32 | 120 | 2800 | 12 | 0 | 290 | 5500 | 0 | 0 | 1200 | 2400 | 3800 | 19 | 200 | 50 | 16 | 200 | 40 | 0 | 2 | 160 | 16 | 0 | 0 | 0 | 2 | 2500 | 5000 | W | 2500 | 150x10 | 100x10 | [9 empty] | 8 | 6 |  | 2921 | 1900 | 1.0617 | 47.2435 | 380 | 380 | 355 | 266 | 380 | 380 | 0.125 | 2821.7902 | 3122 | 0 | 0 | 1595000 | 11178291666.6667 | 0 | 0 | 7655.2759 | 172722.1625 | 5428.6721 | 86858.7537 | 346081987.7768 | 411131448.8889 | 0 | 4.0207e+12 | 164922.9651 | 221195298743.6361 | 1746.5944 | 1115.4056 | 126643772.7358 | 198309287.7722 | 136392044071.8585 | 47772738867.8487 | 164922.9651 | 221195298743.6361 | 1746.5944 | 1115.4056 | 126643772.7358 | 198309287.7722 | 136392044071.8585 | 47772738867.8487 | 164922.9651 | 221195298743.6361 | 1746.5944 | 1115.4056 | 126643772.7358 | 198309287.7722 | 136392044071.8585 | 47772738867.8487 | 412834.6516 | 566152360388.0596 | 628.6868 | 2233.3132 | 900531717.6522 | 253503336.7232 | 761336087204.6453 | 233008465685.2529 | 247560.1939 | 412560302918.4701 | 1125.1819 | 1736.8181 | 366660998.2261 | 237537997.0611 | 344706725116.1207 | 233008465685.2529 | 178006.9131 | 263876813373.7382 | 1608.8792 | 1253.1208 | 164012816.0763 | 210575724.1154 | 761336087204.6453 | 233008465685.2529 | 169284.2811 | 236153360491.242 | 1698.324 | 1163.676 | 139050830.2915 | 202937379.3441 | 344706725116.1207 | 233008465685.2529
| 213j | 56.9 | 0 | 2-6 | 2 | 500 | 30 | 250 | 1940 | 32 | 120 | 2800 | 12 | 0 | 290 | 5500 | 0 | 0 | 1200 | 2400 | 3800 | 19 | 200 | 50 | 16 | 200 | 40 | 0 | 2 | 160 | 16 | 0 | 0 | 0 | 2 | 2500 | 5000 | W | 2500 | 150x10 | 100x10 | [9 empty] | 8 | 6 |  | 2921 | 1900 | 1.0617 | 47.2435 | 380 | 380 | 355 | 266 | 380 | 380 | 0.125 | 2821.7902 | 3122 | 0 | 0 | 1595000 | 11178291666.6667 | 0 | 0 | 7655.2759 | 172722.1625 | 5428.6721 | 86858.7537 | 346081987.7768 | 411131448.8889 | 0 | 4.0207e+12 | 164922.9651 | 221195298743.6361 | 1746.5944 | 1115.4056 | 126643772.7358 | 198309287.7722 | 136392044071.8585 | 47772738867.8487 | 164922.9651 | 221195298743.6361 | 1746.5944 | 1115.4056 | 126643772.7358 | 198309287.7722 | 136392044071.8585 | 47772738867.8487 | 164922.9651 | 221195298743.6361 | 1746.5944 | 1115.4056 | 126643772.7358 | 198309287.7722 | 136392044071.8585 | 47772738867.8487 | 412834.6516 | 566152360388.0596 | 628.6868 | 2233.3132 | 900531717.6522 | 253503336.7232 | 761336087204.6453 | 233008465685.2529 | 247560.1939 | 412560302918.4701 | 1125.1819 | 1736.8181 | 366660998.2261 | 237537997.0611 | 344706725116.1207 | 233008465685.2529 | 178006.9131 | 263876813373.7382 | 1608.8792 | 1253.1208 | 164012816.0763 | 210575724.1154 | 761336087204.6453 | 233008465685.2529 | 169284.2811 | 236153360491.242 | 1698.324 | 1163.676 | 139050830.2915 | 202937379.3441 | 344706725116.1207 | 233008465685.2529
114 | 214i | 56.9 | 0 | 2-6 | 2 | 500 | 30 | 250 | 1940 | 32 | 120 | 2800 | 12 | 0 | 290 | 5500 | 0 | 0 | 1200 | 2400 | 3800 | 19 | 200 | 50 | 16 | 200 | 40 | 0 | 2 | 160 | 16 | 0 | 0 | 0 | 2 | 2500 | 5000 | W | 2500 | 100x10 | 100x10 | [9 empty] | 8 | 6 |  | 1900 | 1900 | 0.69799 | 47.2435 | 380 | 380 | 355 | 266 | 380 | 380 | 0.125 | 2821.7902 | 3122 | 0 | 0 | 1595000 | 11178291666.6667 | 0 | 0 | 7655.2759 | 172722.1625 | 5428.6721 | 86858.7537 | 346081987.7768 | 411131448.8889 | 0 | 4.0207e+12 | 164922.9651 | 221195298743.6361 | 1746.5944 | 1115.4056 | 126643772.7358 | 198309287.7722 | 136392044071.8585 | 33590826549.173 | 164922.9651 | 221195298743.6361 | 1746.5944 | 1115.4056 | 126643772.7358 | 198309287.7722 | 136392044071.8585 | 33590826549.173 | 164922.9651 | 221195298743.6361 | 1746.5944 | 1115.4056 | 126643772.7358 | 198309287.7722 | 136392044071.8585 | 33590826549.173 | 412834.6516 | 566152360388.0596 | 628.6868 | 2233.3132 | 900531717.6522 | 253503336.7232 | 761336087204.6453 | 233008465685.2529 | 247560.1939 | 412560302918.4701 | 1125.1819 | 1736.8181 | 366660998.2261 | 237537997.0611 | 344706725116.1207 | 233008465685.2529 | 178006.9131 | 263876813373.7382 | 1608.8792 | 1253.1208 | 164012816.0763 | 210575724.1154 | 761336087204.6453 | 233008465685.2529 | 169284.2811 | 236153360491.242 | 1698.324 | 1163.676 | 139050830.2915 | 202937379.3441 | 344706725116.1207 | 233008465685.2529
| 214j | 61.9 | 0 | 2-6 | 2 | 500 | 30 | 250 | 1940 | 32 | 120 | 2800 | 12 | 0 | 290 | 5500 | 0 | 0 | 1200 | 2400 | 3800 | 19 | 200 | 50 | 16 | 200 | 40 | 0 | 2 | 160 | 16 | 0 | 0 | 0 | 2 | 2500 | 5000 | W | 2500 | 100x10 | 100x10 | [9 empty] | 8 | 6 |  | 1900 | 1900 | 0.69799 | 47.2435 | 380 | 380 | 355 | 266 | 380 | 380 | 0.125 | 2821.7902 | 3122 | 0 | 0 | 1595000 | 11178291666.6667 | 0 | 0 | 7655.2759 | 172722.1625 | 5428.6721 | 86858.7537 | 346081987.7768 | 411131448.8889 | 0 | 4.0207e+12 | 164922.9651 | 221195298743.6361 | 1746.5944 | 1115.4056 | 126643772.7358 | 198309287.7722 | 136392044071.8585 | 33590826549.173 | 164922.9651 | 221195298743.6361 | 1746.5944 | 1115.4056 | 126643772.7358 | 198309287.7722 | 136392044071.8585 | 33590826549.173 | 164922.9651 | 221195298743.6361 | 1746.5944 | 1115.4056 | 126643772.7358 | 198309287.7722 | 136392044071.8585 | 33590826549.173 | 412834.6516 | 566152360388.0596 | 628.6868 | 2233.3132 | 900531717.6522 | 253503336.7232 | 761336087204.6453 | 233008465685.2529 | 247560.1939 | 412560302918.4701 | 1125.1819 | 1736.8181 | 366660998.2261 | 237537997.0611 | 344706725116.1207 | 233008465685.2529 | 178006.9131 | 263876813373.7382 | 1608.8792 | 1253.1208 | 164012816.0763 | 210575724.1154 | 761336087204.6453 | 233008465685.2529 | 169284.2811 | 236153360491.242 | 1698.324 | 1163.676 | 139050830.2915 | 202937379.3441 | 344706725116.1207 | 233008465685.2529
115 | 215i | 61.9 | 0 | 2-7 | 2 | 500 | 22 | 250 | 1940 | 18 | 120 | 2800 | 12 | 0 | 290 | 5500 | 0 | 0 | 1200 | 2400 | 3800 | 19 | 200 | 50 | 16 | 200 | 40 | 0 | 2 | 160 | 16 | 0 | 0 | 0 | 2 | 2500 | 5000 | W | 2500 | 100x10 | 100x10 | [9 empty] | 8 | 6 |  | 1900 | 1900 | 0.69516 | 47.2435 | 380 | 380 | 355 | 266 | 380 | 380 | 0.125 | 2821.7902 | 3108 | 0 | 0 | 1595000 | 11178291666.6667 | 0 | 0 | 7655.2759 | 172722.1625 | 5428.6721 | 86858.7537 | 346081987.7768 | 411131448.8889 | 0 | 4.0207e+12 | 129762.9651 | 161520594572.2429 | 1614.0323 | 1225.9677 | 100072715.4382 | 131749469.3557 | 116187096071.8585 | 32916617372.5821 | 129762.9651 | 161520594572.2429 | 1614.0323 | 1225.9677 | 100072715.4382 | 131749469.3557 | 116187096071.8585 | 32916617372.5821 | 129762.9651 | 161520594572.2429 | 1614.0323 | 1225.9677 | 100072715.4382 | 131749469.3557 | 116187096071.8585 | 32916617372.5821 | 377674.6516 | 420265490240.5509 | 473.8165 | 2366.1835 | 886979445.6021 | 177613227.7948 | 741131139204.6453 | 214476299647.8821 | 212400.1939 | 314430424509.0159 | 938.2159 | 1901.7841 | 335136536.8174 | 165334447.284 | 324501777116.1207 | 214476299647.8821 | 142846.9131 | 198007849742.1851 | 1453.8295 | 1386.1705 | 136197439.6466 | 142845229.8015 | 741131139204.6453 | 214476299647.8821 | 134124.2811 | 174471223269.7674 | 1557.1585 | 1282.8415 | 112044615.9602 | 136003722.8357 | 324501777116.1207 | 214476299647.8821
| 215j | 66.9 | 0 | 2-7 | 2 | 500 | 22 | 250 | 1940 | 18 | 120 | 2800 | 12 | 0 | 290 | 5500 | 0 | 0 | 1200 | 2400 | 3800 | 19 | 200 | 50 | 16 | 200 | 40 | 0 | 2 | 160 | 16 | 0 | 0 | 0 | 2 | 2500 | 5000 | W | 2500 | 100x10 | 100x10 | [9 empty] | 8 | 6 |  | 1900 | 1900 | 0.69516 | 47.2435 | 380 | 380 | 355 | 266 | 380 | 380 | 0.125 | 2821.7902 | 3108 | 0 | 0 | 1595000 | 11178291666.6667 | 0 | 0 | 7655.2759 | 172722.1625 | 5428.6721 | 86858.7537 | 346081987.7768 | 411131448.8889 | 0 | 4.0207e+12 | 129762.9651 | 161520594572.2429 | 1614.0323 | 1225.9677 | 100072715.4382 | 131749469.3557 | 116187096071.8585 | 32916617372.5821 | 129762.9651 | 161520594572.2429 | 1614.0323 | 1225.9677 | 100072715.4382 | 131749469.3557 | 116187096071.8585 | 32916617372.5821 | 129762.9651 | 161520594572.2429 | 1614.0323 | 1225.9677 | 100072715.4382 | 131749469.3557 | 116187096071.8585 | 32916617372.5821 | 377674.6516 | 420265490240.5509 | 473.8165 | 2366.1835 | 886979445.6021 | 177613227.7948 | 741131139204.6453 | 214476299647.8821 | 212400.1939 | 314430424509.0159 | 938.2159 | 1901.7841 | 335136536.8174 | 165334447.284 | 324501777116.1207 | 214476299647.8821 | 142846.9131 | 198007849742.1851 | 1453.8295 | 1386.1705 | 136197439.6466 | 142845229.8015 | 741131139204.6453 | 214476299647.8821 | 134124.2811 | 174471223269.7674 | 1557.1585 | 1282.8415 | 112044615.9602 | 136003722.8357 | 324501777116.1207 | 214476299647.8821
116 | 216i | 66.9 | 0 | 2-8 | 2 | 600 | 26 | 250 | 1937 | 24 | 120 | 2814 | 12 | 0 | 290 | 5500 | 0 | 0 | 1200 | 2400 | 3800 | 19 | 200 | 50 | 16 | 200 | 40 | 0 | 2 | 160 | 16 | 0 | 0 | 0 | 2 | 2500 | 5000 | W | 2500 | 100x10 | 100x10 | [9 empty] | 8 | 6 |  | 1900 | 1900 | 0.69836 | 47.2435 | 380 | 380 | 355 | 266 | 380 | 380 | 0.12491 | 2835.8682 | 3128 | 0 | 0 | 1595000 | 11178291666.6667 | 0 | 0 | 7655.2759 | 172722.1625 | 5428.6721 | 86858.7537 | 350792629.1577 | 409682062.2222 | 0 | 4.0207e+12 | 150868.836 | 205093687196.7587 | 1621.6189 | 1242.3811 | 126474653.6784 | 165081137.451 | 130091730802.9435 | 33605814213.03 | 150868.836 | 205093687196.7587 | 1621.6189 | 1242.3811 | 126474653.6784 | 165081137.451 | 130091730802.9435 | 33605814213.03 | 150868.836 | 205093687196.7587 | 1621.6189 | 1242.3811 | 126474653.6784 | 165081137.451 | 130091730802.9435 | 33605814213.03 | 398780.5225 | 490995741742.524 | 539.5205 | 2324.4795 | 910059488.1379 | 211228251.232 | 755035773935.7302 | 225610305113.075 | 233506.0648 | 367437814540.5532 | 1005.6181 | 1858.3819 | 365385047.1965 | 197719216.5117 | 338406411847.2058 | 225610305113.075 | 163952.784 | 242204101540.9131 | 1481.753 | 1382.247 | 163457814.8592 | 175224901.9957 | 755035773935.7302 | 225610305113.075 | 155230.152 | 218156538693.5258 | 1572.3771 | 1291.6229 | 138743137.3144 | 168901114.2258 | 338406411847.2058 | 225610305113.075
| 216j | 71.9 | 0 | 2-8 | 2 | 600 | 26 | 250 | 1937 | 24 | 120 | 2814 | 12 | 0 | 290 | 5500 | 0 | 0 | 1200 | 2400 | 3800 | 19 | 200 | 50 | 16 | 200 | 40 | 0 | 2 | 160 | 16 | 0 | 0 | 0 | 2 | 2500 | 5000 | W | 2500 | 100x10 | 100x10 | [9 empty] | 8 | 6 |  | 1900 | 1900 | 0.69836 | 47.2435 | 380 | 380 | 355 | 266 | 380 | 380 | 0.12491 | 2835.8682 | 3128 | 0 | 0 | 1595000 | 11178291666.6667 | 0 | 0 | 7655.2759 | 172722.1625 | 5428.6721 | 86858.7537 | 350792629.1577 | 409682062.2222 | 0 | 4.0207e+12 | 150868.836 | 205093687196.7587 | 1621.6189 | 1242.3811 | 126474653.6784 | 165081137.451 | 130091730802.9435 | 33605814213.03 | 150868.836 | 205093687196.7587 | 1621.6189 | 1242.3811 | 126474653.6784 | 165081137.451 | 130091730802.9435 | 33605814213.03 | 150868.836 | 205093687196.7587 | 1621.6189 | 1242.3811 | 126474653.6784 | 165081137.451 | 130091730802.9435 | 33605814213.03 | 398780.5225 | 490995741742.524 | 539.5205 | 2324.4795 | 910059488.1379 | 211228251.232 | 755035773935.7302 | 225610305113.075 | 233506.0648 | 367437814540.5532 | 1005.6181 | 1858.3819 | 365385047.1965 | 197719216.5117 | 338406411847.2058 | 225610305113.075 | 163952.784 | 242204101540.9131 | 1481.753 | 1382.247 | 163457814.8592 | 175224901.9957 | 755035773935.7302 | 225610305113.075 | 155230.152 | 218156538693.5258 | 1572.3771 | 1291.6229 | 138743137.3144 | 168901114.2258 | 338406411847.2058 | 225610305113.075
117 | 217i | 71.9 | 0 | 2-9 | 2 | 800 | 36 | 250 | 1909 | 28 | 120 | 2924 | 12 | 356 | 290 | 5500 | 0 | 0 | 1200 | 2400 | 3800 | 19 | 200 | 50 | 16 | 200 | 40 | 6031.8579 | 2 | 160 | 16 | 0 | 0 | 0 | 2 | 2500 | 5000 | W | 2500 | 100x10 | 100x10 | [9 empty] | 8 | 6 |  | 1900 | 1900 | 0.70325 | 47.2435 | 380 | 380 | 355 | 266 | 380 | 380 | 0.125 | 2946.7552 | 3242 | 610006 | 6441028318.3747 | 1595000 | 11178291666.6667 | 0 | 0 | 7655.2759 | 172722.1625 | 5428.6721 | 86858.7537 | 394088727.7414 | 396277902.2222 | 149352979447.9167 | 4.0207e+12 | 186894.125 | 302801127925.5162 | 1501.8685 | 1486.1315 | 201616277.6382 | 203751228.8034 | 158048989409.0167 | 35989166548.3241 | 293859.9124 | 415413767204.6498 | 1967.8397 | 1020.1603 | 211101422.563 | 407204417.7895 | 184238336808.056 | 35989166548.3241 | 222549.3874 | 352246031230.6721 | 1706.9619 | 1281.0381 | 206358457.9767 | 274969213.5266 | 166778771875.3632 | 35989166548.3241 | 434805.8115 | 581052792095.0063 | 583.4053 | 2404.5947 | 995967617.0866 | 241642715.7008 | 782993032541.8035 | 238029019871.5022 | 269531.3538 | 452070446937.9226 | 1007.9827 | 1980.0173 | 448490297.5698 | 228316409.0256 | 366363670453.2789 | 238029019871.5022 | 306943.8604 | 470197078608.392 | 1878.799 | 1109.201 | 250264704.351 | 423906111.3082 | 782993032541.8035 | 238029019871.5022 | 226910.7034 | 366581742522.767 | 1671.8274 | 1316.1726 | 219270087.0815 | 278521028.5159 | 366363670453.2789 | 238029019871.5022
| 217j | 76.9 | 0 | 2-9 | 2 | 800 | 36 | 250 | 1909 | 28 | 120 | 2924 | 12 | 356 | 290 | 5500 | 0 | 0 | 1200 | 2400 | 3800 | 19 | 200 | 50 | 16 | 200 | 40 | 6031.8579 | 2 | 160 | 16 | 0 | 0 | 0 | 2 | 2500 | 5000 | W | 2500 | 100x10 | 100x10 | [9 empty] | 8 | 6 |  | 1900 | 1900 | 0.70325 | 47.2435 | 380 | 380 | 355 | 266 | 380 | 380 | 0.125 | 2946.7552 | 3242 | 610006 | 6441028318.3747 | 1595000 | 11178291666.6667 | 0 | 0 | 7655.2759 | 172722.1625 | 5428.6721 | 86858.7537 | 394088727.7414 | 396277902.2222 | 149352979447.9167 | 4.0207e+12 | 186894.125 | 302801127925.5162 | 1501.8685 | 1486.1315 | 201616277.6382 | 203751228.8034 | 158048989409.0167 | 35989166548.3241 | 293859.9124 | 415413767204.6498 | 1967.8397 | 1020.1603 | 211101422.563 | 407204417.7895 | 184238336808.056 | 35989166548.3241 | 222549.3874 | 352246031230.6721 | 1706.9619 | 1281.0381 | 206358457.9767 | 274969213.5266 | 166778771875.3632 | 35989166548.3241 | 434805.8115 | 581052792095.0063 | 583.4053 | 2404.5947 | 995967617.0866 | 241642715.7008 | 782993032541.8035 | 238029019871.5022 | 269531.3538 | 452070446937.9226 | 1007.9827 | 1980.0173 | 448490297.5698 | 228316409.0256 | 366363670453.2789 | 238029019871.5022 | 306943.8604 | 470197078608.392 | 1878.799 | 1109.201 | 250264704.351 | 423906111.3082 | 782993032541.8035 | 238029019871.5022 | 226910.7034 | 366581742522.767 | 1671.8274 | 1316.1726 | 219270087.0815 | 278521028.5159 | 366363670453.2789 | 238029019871.5022
118 | 218i | 76.9 | 0 | 2-10 | 1 | 2900 | 40 | 250 | 1864 | 30 | 120 | 3103 | 14 | 512 | 290 | 5450 | 0 | 0 | 1150 | 2400 | 3800 | 19 | 200 | 50 | 16 | 200 | 40 | 6031.8579 | 2 | 160 | 16 | 0 | 0 | 0 | 2 | 2500 | 5000 | - | 0 | - | - | [9 empty] | 8 | 6 |  | 0 | 0 | 0 | 47.2435 | 380 | 380 | 355 | 266 | 380 | 380 | 0.12504 | 3127.1637 | 3423 | 864266.5601 | 18871138575.0907 | 1580500 | 11076670833.3333 | 0 | 0 | 7655.2759 | 172722.1625 | 5428.6721 | 86858.7537 | 549964617.8973 | 375202702.2222 | 205516269595.8542 | 3.9121e+12 | 264600.5845 | 476361046724.835 | 1262.0932 | 1910.9068 | 377437306.8579 | 249285333.5422 | 188824577667.32 | 280290269274.4538 | 416151.476 | 734092210525.7217 | 1853.8394 | 1319.1606 | 395984786.83 | 556484347.5792 | 224862271729.3752 | 280290269274.4538 | 315117.5483 | 589462622312.3101 | 1522.5844 | 1650.4156 | 387146105.2551 | 357160114.1512 | 200837142354.6718 | 280290269274.4538 | 510258.5284 | 716165249859.6226 | 603.9223 | 2569.0777 | 1185856599.771 | 278763562.0963 | 796879167625.4038 | 285555423439.0012 | 346486.5658 | 593806852134.3715 | 939.0048 | 2233.9952 | 632378904.8299 | 265804896.392 | 391509440986.6813 | 285555423439.0012 | 429235.424 | 783492069802.2603 | 1793.7638 | 1379.2362 | 436786647.3386 | 568062280.6496 | 796879167625.4038 | 285555423439.0012 | 319478.8643 | 601069509769.9563 | 1500.2016 | 1672.7984 | 400659149.8459 | 359319760.6097 | 391509440986.6813 | 285555423439.0012
| 218j | 80.4 | 0 | 2-10 | 1 | 2900 | 40 | 250 | 1864 | 30 | 120 | 3103 | 14 | 512 | 290 | 5450 | 0 | 0 | 1150 | 2400 | 3800 | 19 | 200 | 50 | 16 | 200 | 40 | 6031.8579 | 2 | 160 | 16 | 0 | 0 | 0 | 2 | 2500 | 5000 | - | 0 | - | - | [9 empty] | 8 | 6 |  | 0 | 0 | 0 | 47.2435 | 380 | 380 | 355 | 266 | 380 | 380 | 0.12504 | 3127.1637 | 3423 | 864266.5601 | 18871138575.0907 | 1580500 | 11076670833.3333 | 0 | 0 | 7655.2759 | 172722.1625 | 5428.6721 | 86858.7537 | 549964617.8973 | 375202702.2222 | 205516269595.8542 | 3.9121e+12 | 264600.5845 | 476361046724.835 | 1262.0932 | 1910.9068 | 377437306.8579 | 249285333.5422 | 188824577667.32 | 280290269274.4538 | 416151.476 | 734092210525.7217 | 1853.8394 | 1319.1606 | 395984786.83 | 556484347.5792 | 224862271729.3752 | 280290269274.4538 | 315117.5483 | 589462622312.3101 | 1522.5844 | 1650.4156 | 387146105.2551 | 357160114.1512 | 200837142354.6718 | 280290269274.4538 | 510258.5284 | 716165249859.6226 | 603.9223 | 2569.0777 | 1185856599.771 | 278763562.0963 | 796879167625.4038 | 285555423439.0012 | 346486.5658 | 593806852134.3715 | 939.0048 | 2233.9952 | 632378904.8299 | 265804896.392 | 391509440986.6813 | 285555423439.0012 | 429235.424 | 783492069802.2603 | 1793.7638 | 1379.2362 | 436786647.3386 | 568062280.6496 | 796879167625.4038 | 285555423439.0012 | 319478.8643 | 601069509769.9563 | 1500.2016 | 1672.7984 | 400659149.8459 | 359319760.6097 | 391509440986.6813 | 285555423439.0012
119 | 219i | 80.4 | 0 | 2-11 | 1 | 2900 | 40 | 250 | 1840 | 30 | 120 | 3200 | 14 | 600 | 290 | 5450 | 0 | 0 | 1150 | 2400 | 3800 | 19 | 200 | 50 | 16 | 200 | 40 | 6031.8579 | 2 | 160 | 16 | 0 | 0 | 0 | 2 | 2500 | 5000 | - | 0 | - | - | [9 empty] | 8 | 6 |  | 0 | 0 | 0 | 47.2435 | 380 | 380 | 355 | 266 | 380 | 380 | 0.125 | 3224.9031 | 3520 | 1005000 | 30129850746.2687 | 1580500 | 11076670833.3333 | 0 | 0 | 7655.2759 | 172722.1625 | 5428.6721 | 86858.7537 | 602730862.025 | 364198115.5556 | 235442187500 | 3.9121e+12 | 266617.2868 | 506265479532.1423 | 1298.7258 | 1971.2742 | 389817063.5411 | 256821441.0448 | 190015866988.1285 | 287687084285.5914 | 442846.072 | 797356979103.3511 | 1951.8642 | 1318.1358 | 408510486.0853 | 604912603.357 | 231301131357.277 | 287687084285.5914 | 325360.2152 | 637697253297.728 | 1595.0535 | 1674.9465 | 399796772.4654 | 380726945.493 | 203777621777.8447 | 287687084285.5914 | 512275.2307 | 759917387621.1991 | 625.5791 | 2644.4209 | 1214742332.4364 | 287366274.0794 | 798070456946.2124 | 292962021310.45 | 348503.2681 | 630279267595.5084 | 968.8997 | 2301.1003 | 650510314.1397 | 273903434.6982 | 392700730307.4897 | 292962021310.45 | 455930.02 | 851880024989.7628 | 1892.4929 | 1377.5071 | 450136445.4468 | 618421510.9846 | 798070456946.2124 | 292962021310.45 | 329721.5312 | 650354433218.041 | 1572.4075 | 1697.5925 | 413604255.7531 | 383103973.8331 | 392700730307.4897 | 292962021310.45
| 219j | 81.9 | 0 | 2-11 | 1 | 2900 | 40 | 250 | 1840 | 30 | 120 | 3200 | 14 | 600 | 290 | 5450 | 0 | 0 | 1150 | 2400 | 3800 | 19 | 200 | 50 | 16 | 200 | 40 | 6031.8579 | 2 | 160 | 16 | 0 | 0 | 0 | 2 | 2500 | 5000 | - | 0 | - | - | [9 empty] | 8 | 6 |  | 0 | 0 | 0 | 47.2435 | 380 | 380 | 355 | 266 | 380 | 380 | 0.125 | 3224.9031 | 3520 | 1005000 | 30129850746.2687 | 1580500 | 11076670833.3333 | 0 | 0 | 7655.2759 | 172722.1625 | 5428.6721 | 86858.7537 | 602730862.025 | 364198115.5556 | 235442187500 | 3.9121e+12 | 266617.2868 | 506265479532.1423 | 1298.7258 | 1971.2742 | 389817063.5411 | 256821441.0448 | 190015866988.1285 | 287687084285.5914 | 442846.072 | 797356979103.3511 | 1951.8642 | 1318.1358 | 408510486.0853 | 604912603.357 | 231301131357.277 | 287687084285.5914 | 325360.2152 | 637697253297.728 | 1595.0535 | 1674.9465 | 399796772.4654 | 380726945.493 | 203777621777.8447 | 287687084285.5914 | 512275.2307 | 759917387621.1991 | 625.5791 | 2644.4209 | 1214742332.4364 | 287366274.0794 | 798070456946.2124 | 292962021310.45 | 348503.2681 | 630279267595.5084 | 968.8997 | 2301.1003 | 650510314.1397 | 273903434.6982 | 392700730307.4897 | 292962021310.45 | 455930.02 | 851880024989.7628 | 1892.4929 | 1377.5071 | 450136445.4468 | 618421510.9846 | 798070456946.2124 | 292962021310.45 | 329721.5312 | 650354433218.041 | 1572.4075 | 1697.5925 | 413604255.7531 | 383103973.8331 | 392700730307.4897 | 292962021310.45
120 | 220i | 81.9 | 0 | 2-11 | 1 | 2900 | 40 | 250 | 1840 | 30 | 120 | 3200 | 14 | 600 | 290 | 5450 | 0 | 0 | 1150 | 2400 | 3800 | 19 | 200 | 50 | 16 | 200 | 40 | 6031.8579 | 2 | 160 | 16 | 0 | 0 | 0 | 2 | 2500 | 5000 | - | 0 | - | - | [9 empty] | 8 | 6 |  | 0 | 0 | 0 | 47.2435 | 380 | 380 | 355 | 266 | 380 | 380 | 0.125 | 3224.9031 | 3520 | 1005000 | 30129850746.2687 | 1580500 | 11076670833.3333 | 0 | 0 | 7655.2759 | 172722.1625 | 5428.6721 | 86858.7537 | 602730862.025 | 364198115.5556 | 235442187500 | 3.9121e+12 | 266617.2868 | 506265479532.1423 | 1298.7258 | 1971.2742 | 389817063.5411 | 256821441.0448 | 190015866988.1285 | 287687084285.5914 | 442846.072 | 797356979103.3511 | 1951.8642 | 1318.1358 | 408510486.0853 | 604912603.357 | 231301131357.277 | 287687084285.5914 | 325360.2152 | 637697253297.728 | 1595.0535 | 1674.9465 | 399796772.4654 | 380726945.493 | 203777621777.8447 | 287687084285.5914 | 512275.2307 | 759917387621.1991 | 625.5791 | 2644.4209 | 1214742332.4364 | 287366274.0794 | 798070456946.2124 | 292962021310.45 | 348503.2681 | 630279267595.5084 | 968.8997 | 2301.1003 | 650510314.1397 | 273903434.6982 | 392700730307.4897 | 292962021310.45 | 455930.02 | 851880024989.7628 | 1892.4929 | 1377.5071 | 450136445.4468 | 618421510.9846 | 798070456946.2124 | 292962021310.45 | 329721.5312 | 650354433218.041 | 1572.4075 | 1697.5925 | 413604255.7531 | 383103973.8331 | 392700730307.4897 | 292962021310.45
| 220j | 83.4 | 0 | 2-11 | 1 | 2900 | 40 | 250 | 1840 | 30 | 120 | 3200 | 14 | 600 | 290 | 5450 | 0 | 0 | 1150 | 2400 | 3800 | 19 | 200 | 50 | 16 | 200 | 40 | 6031.8579 | 2 | 160 | 16 | 0 | 0 | 0 | 2 | 2500 | 5000 | - | 0 | - | - | [9 empty] | 8 | 6 |  | 0 | 0 | 0 | 47.2435 | 380 | 380 | 355 | 266 | 380 | 380 | 0.125 | 3224.9031 | 3520 | 1005000 | 30129850746.2687 | 1580500 | 11076670833.3333 | 0 | 0 | 7655.2759 | 172722.1625 | 5428.6721 | 86858.7537 | 602730862.025 | 364198115.5556 | 235442187500 | 3.9121e+12 | 266617.2868 | 506265479532.1423 | 1298.7258 | 1971.2742 | 389817063.5411 | 256821441.0448 | 190015866988.1285 | 287687084285.5914 | 442846.072 | 797356979103.3511 | 1951.8642 | 1318.1358 | 408510486.0853 | 604912603.357 | 231301131357.277 | 287687084285.5914 | 325360.2152 | 637697253297.728 | 1595.0535 | 1674.9465 | 399796772.4654 | 380726945.493 | 203777621777.8447 | 287687084285.5914 | 512275.2307 | 759917387621.1991 | 625.5791 | 2644.4209 | 1214742332.4364 | 287366274.0794 | 798070456946.2124 | 292962021310.45 | 348503.2681 | 630279267595.5084 | 968.8997 | 2301.1003 | 650510314.1397 | 273903434.6982 | 392700730307.4897 | 292962021310.45 | 455930.02 | 851880024989.7628 | 1892.4929 | 1377.5071 | 450136445.4468 | 618421510.9846 | 798070456946.2124 | 292962021310.45 | 329721.5312 | 650354433218.041 | 1572.4075 | 1697.5925 | 413604255.7531 | 383103973.8331 | 392700730307.4897 | 292962021310.45
121 | 221i | 83.4 | 0 | 2-12 | 1 | 2900 | 40 | 250 | 1864 | 30 | 120 | 3103 | 14 | 512 | 290 | 5450 | 0 | 0 | 1150 | 2400 | 3800 | 19 | 200 | 50 | 16 | 200 | 40 | 6031.8579 | 2 | 160 | 16 | 0 | 0 | 0 | 2 | 2500 | 5000 | - | 0 | - | - | [9 empty] | 8 | 6 |  | 0 | 0 | 0 | 47.2435 | 380 | 380 | 355 | 266 | 380 | 380 | 0.12504 | 3127.1637 | 3423 | 864266.5601 | 18871138575.0907 | 1580500 | 11076670833.3333 | 0 | 0 | 7655.2759 | 172722.1625 | 5428.6721 | 86858.7537 | 549964617.8973 | 375202702.2222 | 205516269595.8542 | 3.9121e+12 | 264600.5845 | 476361046724.835 | 1262.0932 | 1910.9068 | 377437306.8579 | 249285333.5422 | 188824577667.32 | 280290269274.4538 | 416151.476 | 734092210525.7217 | 1853.8394 | 1319.1606 | 395984786.83 | 556484347.5792 | 224862271729.3752 | 280290269274.4538 | 315117.5483 | 589462622312.3101 | 1522.5844 | 1650.4156 | 387146105.2551 | 357160114.1512 | 200837142354.6718 | 280290269274.4538 | 510258.5284 | 716165249859.6226 | 603.9223 | 2569.0777 | 1185856599.771 | 278763562.0963 | 796879167625.4038 | 285555423439.0012 | 346486.5658 | 593806852134.3715 | 939.0048 | 2233.9952 | 632378904.8299 | 265804896.392 | 391509440986.6813 | 285555423439.0012 | 429235.424 | 783492069802.2603 | 1793.7638 | 1379.2362 | 436786647.3386 | 568062280.6496 | 796879167625.4038 | 285555423439.0012 | 319478.8643 | 601069509769.9563 | 1500.2016 | 1672.7984 | 400659149.8459 | 359319760.6097 | 391509440986.6813 | 285555423439.0012
| 221j | 86.9 | 0 | 2-12 | 1 | 2900 | 40 | 250 | 1864 | 30 | 120 | 3103 | 14 | 512 | 290 | 5450 | 0 | 0 | 1150 | 2400 | 3800 | 19 | 200 | 50 | 16 | 200 | 40 | 6031.8579 | 2 | 160 | 16 | 0 | 0 | 0 | 2 | 2500 | 5000 | - | 0 | - | - | [9 empty] | 8 | 6 |  | 0 | 0 | 0 | 47.2435 | 380 | 380 | 355 | 266 | 380 | 380 | 0.12504 | 3127.1637 | 3423 | 864266.5601 | 18871138575.0907 | 1580500 | 11076670833.3333 | 0 | 0 | 7655.2759 | 172722.1625 | 5428.6721 | 86858.7537 | 549964617.8973 | 375202702.2222 | 205516269595.8542 | 3.9121e+12 | 264600.5845 | 476361046724.835 | 1262.0932 | 1910.9068 | 377437306.8579 | 249285333.5422 | 188824577667.32 | 280290269274.4538 | 416151.476 | 734092210525.7217 | 1853.8394 | 1319.1606 | 395984786.83 | 556484347.5792 | 224862271729.3752 | 280290269274.4538 | 315117.5483 | 589462622312.3101 | 1522.5844 | 1650.4156 | 387146105.2551 | 357160114.1512 | 200837142354.6718 | 280290269274.4538 | 510258.5284 | 716165249859.6226 | 603.9223 | 2569.0777 | 1185856599.771 | 278763562.0963 | 796879167625.4038 | 285555423439.0012 | 346486.5658 | 593806852134.3715 | 939.0048 | 2233.9952 | 632378904.8299 | 265804896.392 | 391509440986.6813 | 285555423439.0012 | 429235.424 | 783492069802.2603 | 1793.7638 | 1379.2362 | 436786647.3386 | 568062280.6496 | 796879167625.4038 | 285555423439.0012 | 319478.8643 | 601069509769.9563 | 1500.2016 | 1672.7984 | 400659149.8459 | 359319760.6097 | 391509440986.6813 | 285555423439.0012
122 | 222i | 86.9 | 0 | 2-13 | 2 | 800 | 40 | 250 | 1909 | 30 | 120 | 2924 | 12 | 356 | 290 | 5500 | 0 | 0 | 1200 | 2400 | 3800 | 19 | 200 | 50 | 16 | 200 | 40 | 6031.8579 | 2 | 160 | 16 | 0 | 0 | 0 | 2 | 2500 | 5000 | W | 2500 | 100x10 | 100x10 | [9 empty] | 8 | 6 |  | 1900 | 1900 | 0.70394 | 47.2435 | 380 | 380 | 355 | 266 | 380 | 380 | 0.125 | 2946.7552 | 3244 | 610006 | 6441028318.3747 | 1595000 | 11178291666.6667 | 0 | 0 | 7655.2759 | 172722.1625 | 5428.6721 | 86858.7537 | 394088727.7414 | 396277902.2222 | 149352979447.9167 | 4.0207e+12 | 197112.125 | 325640213974.4683 | 1485.8449 | 1508.1551 | 219161648.9189 | 215919575.9716 | 166605811480.5167 | 36085275229.9063 | 304077.9124 | 443979400215.186 | 1943.2017 | 1050.7983 | 228478285.7737 | 422516303.0341 | 192795158879.556 | 36085275229.9063 | 232767.3874 | 377056052501.8651 | 1685.0024 | 1308.9976 | 223771821.2715 | 288049457.1833 | 175335593946.8632 | 36085275229.9063 | 445023.8115 | 605273958783.209 | 599.6248 | 2394.3752 | 1009421153.542 | 252789938.3324 | 791549854613.3035 | 239977604872.8819 | 279749.3538 | 473578022724.3066 | 1015.9135 | 1978.0865 | 466159809.3944 | 239412185.485 | 374920492524.7789 | 239977604872.8819 | 317161.8604 | 497350595408.7795 | 1858.211 | 1135.789 | 267650221.0203 | 437889971.3588 | 791549854613.3035 | 239977604872.8819 | 237128.7034 | 391000412051.8364 | 1651.8593 | 1342.1407 | 236703219.7604 | 291325945.5921 | 374920492524.7789 | 239977604872.8819
| 222j | 91.9 | 0 | 2-13 | 2 | 800 | 40 | 250 | 1909 | 30 | 120 | 2924 | 12 | 356 | 290 | 5500 | 0 | 0 | 1200 | 2400 | 3800 | 19 | 200 | 50 | 16 | 200 | 40 | 6031.8579 | 2 | 160 | 16 | 0 | 0 | 0 | 2 | 2500 | 5000 | W | 2500 | 100x10 | 100x10 | [9 empty] | 8 | 6 |  | 1900 | 1900 | 0.70394 | 47.2435 | 380 | 380 | 355 | 266 | 380 | 380 | 0.125 | 2946.7552 | 3244 | 610006 | 6441028318.3747 | 1595000 | 11178291666.6667 | 0 | 0 | 7655.2759 | 172722.1625 | 5428.6721 | 86858.7537 | 394088727.7414 | 396277902.2222 | 149352979447.9167 | 4.0207e+12 | 197112.125 | 325640213974.4683 | 1485.8449 | 1508.1551 | 219161648.9189 | 215919575.9716 | 166605811480.5167 | 36085275229.9063 | 304077.9124 | 443979400215.186 | 1943.2017 | 1050.7983 | 228478285.7737 | 422516303.0341 | 192795158879.556 | 36085275229.9063 | 232767.3874 | 377056052501.8651 | 1685.0024 | 1308.9976 | 223771821.2715 | 288049457.1833 | 175335593946.8632 | 36085275229.9063 | 445023.8115 | 605273958783.209 | 599.6248 | 2394.3752 | 1009421153.542 | 252789938.3324 | 791549854613.3035 | 239977604872.8819 | 279749.3538 | 473578022724.3066 | 1015.9135 | 1978.0865 | 466159809.3944 | 239412185.485 | 374920492524.7789 | 239977604872.8819 | 317161.8604 | 497350595408.7795 | 1858.211 | 1135.789 | 267650221.0203 | 437889971.3588 | 791549854613.3035 | 239977604872.8819 | 237128.7034 | 391000412051.8364 | 1651.8593 | 1342.1407 | 236703219.7604 | 291325945.5921 | 374920492524.7789 | 239977604872.8819
123 | 223i | 91.9 | 0 | 2-14 | 2 | 600 | 40 | 250 | 1937 | 30 | 120 | 2814 | 12 | 0 | 290 | 5500 | 0 | 0 | 1200 | 2400 | 3800 | 19 | 200 | 50 | 16 | 200 | 40 | 0 | 2 | 160 | 16 | 0 | 0 | 0 | 2 | 2500 | 5000 | W | 2500 | 100x10 | 100x10 | [9 empty] | 8 | 6 |  | 1900 | 1900 | 0.70187 | 47.2435 | 380 | 380 | 355 | 266 | 380 | 380 | 0.12491 | 2835.8682 | 3134 | 0 | 0 | 1595000 | 11178291666.6667 | 0 | 0 | 7655.2759 | 172722.1625 | 5428.6721 | 86858.7537 | 350792629.1577 | 409682062.2222 | 0 | 4.0207e+12 | 179290.836 | 266753445076.4816 | 1563.7414 | 1320.2586 | 170586676.364 | 202046357.7917 | 156447512779.4435 | 33960831594.0101 | 179290.836 | 266753445076.4816 | 1563.7414 | 1320.2586 | 170586676.364 | 202046357.7917 | 156447512779.4435 | 33960831594.0101 | 179290.836 | 266753445076.4816 | 1563.7414 | 1320.2586 | 170586676.364 | 202046357.7917 | 156447512779.4435 | 33960831594.0101 | 427202.5225 | 558224821559.1245 | 595.3471 | 2288.6529 | 937646029.058 | 243909775.7737 | 781391555912.2302 | 232291919953.917 | 261928.0648 | 424850480392.3792 | 1037.2603 | 1846.7397 | 409589057.4601 | 230054342.2583 | 364762193823.7058 | 232291919953.917 | 192374.784 | 301328417339.3644 | 1449.4282 | 1434.5718 | 207894678.1342 | 210047643.2384 | 781391555912.2302 | 232291919953.917 | 183652.152 | 278823804306.3364 | 1523.8272 | 1360.1728 | 182975996.8248 | 204991459.9914 | 364762193823.7058 | 232291919953.917
| 223j | 96.9 | 0 | 2-14 | 2 | 600 | 40 | 250 | 1937 | 30 | 120 | 2814 | 12 | 0 | 290 | 5500 | 0 | 0 | 1200 | 2400 | 3800 | 19 | 200 | 50 | 16 | 200 | 40 | 0 | 2 | 160 | 16 | 0 | 0 | 0 | 2 | 2500 | 5000 | W | 2500 | 100x10 | 100x10 | [9 empty] | 8 | 6 |  | 1900 | 1900 | 0.70187 | 47.2435 | 380 | 380 | 355 | 266 | 380 | 380 | 0.12491 | 2835.8682 | 3134 | 0 | 0 | 1595000 | 11178291666.6667 | 0 | 0 | 7655.2759 | 172722.1625 | 5428.6721 | 86858.7537 | 350792629.1577 | 409682062.2222 | 0 | 4.0207e+12 | 179290.836 | 266753445076.4816 | 1563.7414 | 1320.2586 | 170586676.364 | 202046357.7917 | 156447512779.4435 | 33960831594.0101 | 179290.836 | 266753445076.4816 | 1563.7414 | 1320.2586 | 170586676.364 | 202046357.7917 | 156447512779.4435 | 33960831594.0101 | 179290.836 | 266753445076.4816 | 1563.7414 | 1320.2586 | 170586676.364 | 202046357.7917 | 156447512779.4435 | 33960831594.0101 | 427202.5225 | 558224821559.1245 | 595.3471 | 2288.6529 | 937646029.058 | 243909775.7737 | 781391555912.2302 | 232291919953.917 | 261928.0648 | 424850480392.3792 | 1037.2603 | 1846.7397 | 409589057.4601 | 230054342.2583 | 364762193823.7058 | 232291919953.917 | 192374.784 | 301328417339.3644 | 1449.4282 | 1434.5718 | 207894678.1342 | 210047643.2384 | 781391555912.2302 | 232291919953.917 | 183652.152 | 278823804306.3364 | 1523.8272 | 1360.1728 | 182975996.8248 | 204991459.9914 | 364762193823.7058 | 232291919953.917
124 | 224i | 96.9 | 0 | 2-15 | 2 | 500 | 26 | 250 | 1940 | 24 | 120 | 2800 | 12 | 0 | 290 | 5500 | 0 | 0 | 1200 | 2400 | 3800 | 19 | 200 | 50 | 16 | 200 | 40 | 0 | 2 | 160 | 16 | 0 | 0 | 0 | 2 | 2500 | 5000 | W | 2500 | 100x10 | 100x10 | [9 empty] | 8 | 6 |  | 1900 | 1900 | 0.6967 | 47.2435 | 380 | 380 | 355 | 266 | 380 | 380 | 0.125 | 2821.7902 | 3114 | 0 | 0 | 1595000 | 11178291666.6667 | 0 | 0 | 7655.2759 | 172722.1625 | 5428.6721 | 86858.7537 | 346081987.7768 | 411131448.8889 | 0 | 4.0207e+12 | 145402.9651 | 189124645922.7574 | 1671.9587 | 1178.0413 | 113115622.559 | 160541605.1285 | 125681121405.1918 | 33272728541.3084 | 145402.9651 | 189124645922.7574 | 1671.9587 | 1178.0413 | 113115622.559 | 160541605.1285 | 125681121405.1918 | 33272728541.3084 | 145402.9651 | 189124645922.7574 | 1671.9587 | 1178.0413 | 113115622.559 | 160541605.1285 | 125681121405.1918 | 33272728541.3084 | 393314.6516 | 484830911260.6732 | 543.0926 | 2306.9074 | 892722447.2471 | 210164873.1 | 750625164537.9786 | 224551840849.6987 | 228040.1939 | 358712367866.0763 | 1022.9509 | 1827.0491 | 350664311.9024 | 196334277.3519 | 333995802449.4541 | 224551840849.6987 | 158486.9131 | 228272991963.3881 | 1523.1133 | 1326.8867 | 149872631.9318 | 172036530.2362 | 750625164537.9786 | 224551840849.6987 | 149764.2811 | 202931654274.8608 | 1619.4538 | 1230.5462 | 125308700.3588 | 164911856.723 | 333995802449.4541 | 224551840849.6987
| 224j | 101.9 | 0 | 2-15 | 2 | 500 | 26 | 250 | 1940 | 24 | 120 | 2800 | 12 | 0 | 290 | 5500 | 0 | 0 | 1200 | 2400 | 3800 | 19 | 200 | 50 | 16 | 200 | 40 | 0 | 2 | 160 | 16 | 0 | 0 | 0 | 2 | 2500 | 5000 | W | 2500 | 100x10 | 100x10 | [9 empty] | 8 | 6 |  | 1900 | 1900 | 0.6967 | 47.2435 | 380 | 380 | 355 | 266 | 380 | 380 | 0.125 | 2821.7902 | 3114 | 0 | 0 | 1595000 | 11178291666.6667 | 0 | 0 | 7655.2759 | 172722.1625 | 5428.6721 | 86858.7537 | 346081987.7768 | 411131448.8889 | 0 | 4.0207e+12 | 145402.9651 | 189124645922.7574 | 1671.9587 | 1178.0413 | 113115622.559 | 160541605.1285 | 125681121405.1918 | 33272728541.3084 | 145402.9651 | 189124645922.7574 | 1671.9587 | 1178.0413 | 113115622.559 | 160541605.1285 | 125681121405.1918 | 33272728541.3084 | 145402.9651 | 189124645922.7574 | 1671.9587 | 1178.0413 | 113115622.559 | 160541605.1285 | 125681121405.1918 | 33272728541.3084 | 393314.6516 | 484830911260.6732 | 543.0926 | 2306.9074 | 892722447.2471 | 210164873.1 | 750625164537.9786 | 224551840849.6987 | 228040.1939 | 358712367866.0763 | 1022.9509 | 1827.0491 | 350664311.9024 | 196334277.3519 | 333995802449.4541 | 224551840849.6987 | 158486.9131 | 228272991963.3881 | 1523.1133 | 1326.8867 | 149872631.9318 | 172036530.2362 | 750625164537.9786 | 224551840849.6987 | 149764.2811 | 202931654274.8608 | 1619.4538 | 1230.5462 | 125308700.3588 | 164911856.723 | 333995802449.4541 | 224551840849.6987
125 | 225i | 101.9 | 0 | 2-16 | 2 | 500 | 22 | 250 | 1940 | 18 | 120 | 2800 | 12 | 0 | 290 | 5500 | 0 | 0 | 1200 | 2400 | 3800 | 19 | 200 | 50 | 16 | 200 | 40 | 0 | 2 | 160 | 16 | 0 | 0 | 0 | 2 | 2500 | 5000 | W | 2500 | 100x10 | 100x10 | [9 empty] | 8 | 6 |  | 1900 | 1900 | 0.69516 | 47.2435 | 380 | 380 | 355 | 266 | 380 | 380 | 0.125 | 2821.7902 | 3108 | 0 | 0 | 1595000 | 11178291666.6667 | 0 | 0 | 7655.2759 | 172722.1625 | 5428.6721 | 86858.7537 | 346081987.7768 | 411131448.8889 | 0 | 4.0207e+12 | 129762.9651 | 161520594572.2429 | 1614.0323 | 1225.9677 | 100072715.4382 | 131749469.3557 | 116187096071.8585 | 32916617372.5821 | 129762.9651 | 161520594572.2429 | 1614.0323 | 1225.9677 | 100072715.4382 | 131749469.3557 | 116187096071.8585 | 32916617372.5821 | 129762.9651 | 161520594572.2429 | 1614.0323 | 1225.9677 | 100072715.4382 | 131749469.3557 | 116187096071.8585 | 32916617372.5821 | 377674.6516 | 420265490240.5509 | 473.8165 | 2366.1835 | 886979445.6021 | 177613227.7948 | 741131139204.6453 | 214476299647.8821 | 212400.1939 | 314430424509.0159 | 938.2159 | 1901.7841 | 335136536.8174 | 165334447.284 | 324501777116.1207 | 214476299647.8821 | 142846.9131 | 198007849742.1851 | 1453.8295 | 1386.1705 | 136197439.6466 | 142845229.8015 | 741131139204.6453 | 214476299647.8821 | 134124.2811 | 174471223269.7674 | 1557.1585 | 1282.8415 | 112044615.9602 | 136003722.8357 | 324501777116.1207 | 214476299647.8821
| 225j | 106.9 | 0 | 2-16 | 2 | 500 | 22 | 250 | 1940 | 18 | 120 | 2800 | 12 | 0 | 290 | 5500 | 0 | 0 | 1200 | 2400 | 3800 | 19 | 200 | 50 | 16 | 200 | 40 | 0 | 2 | 160 | 16 | 0 | 0 | 0 | 2 | 2500 | 5000 | W | 2500 | 100x10 | 100x10 | [9 empty] | 8 | 6 |  | 1900 | 1900 | 0.69516 | 47.2435 | 380 | 380 | 355 | 266 | 380 | 380 | 0.125 | 2821.7902 | 3108 | 0 | 0 | 1595000 | 11178291666.6667 | 0 | 0 | 7655.2759 | 172722.1625 | 5428.6721 | 86858.7537 | 346081987.7768 | 411131448.8889 | 0 | 4.0207e+12 | 129762.9651 | 161520594572.2429 | 1614.0323 | 1225.9677 | 100072715.4382 | 131749469.3557 | 116187096071.8585 | 32916617372.5821 | 129762.9651 | 161520594572.2429 | 1614.0323 | 1225.9677 | 100072715.4382 | 131749469.3557 | 116187096071.8585 | 32916617372.5821 | 129762.9651 | 161520594572.2429 | 1614.0323 | 1225.9677 | 100072715.4382 | 131749469.3557 | 116187096071.8585 | 32916617372.5821 | 377674.6516 | 420265490240.5509 | 473.8165 | 2366.1835 | 886979445.6021 | 177613227.7948 | 741131139204.6453 | 214476299647.8821 | 212400.1939 | 314430424509.0159 | 938.2159 | 1901.7841 | 335136536.8174 | 165334447.284 | 324501777116.1207 | 214476299647.8821 | 142846.9131 | 198007849742.1851 | 1453.8295 | 1386.1705 | 136197439.6466 | 142845229.8015 | 741131139204.6453 | 214476299647.8821 | 134124.2811 | 174471223269.7674 | 1557.1585 | 1282.8415 | 112044615.9602 | 136003722.8357 | 324501777116.1207 | 214476299647.8821
126 | 226i | 106.9 | 0 | 2-16 | 2 | 500 | 22 | 250 | 1940 | 18 | 120 | 2800 | 12 | 0 | 290 | 5500 | 0 | 0 | 1200 | 2400 | 3800 | 19 | 200 | 50 | 16 | 200 | 40 | 0 | 2 | 160 | 16 | 0 | 0 | 0 | 2 | 2500 | 5000 | W | 2500 | 100x10 | 100x10 | [9 empty] | 8 | 6 |  | 1900 | 1900 | 0.69516 | 47.2435 | 380 | 380 | 355 | 266 | 380 | 380 | 0.125 | 2821.7902 | 3108 | 0 | 0 | 1595000 | 11178291666.6667 | 0 | 0 | 7655.2759 | 172722.1625 | 5428.6721 | 86858.7537 | 346081987.7768 | 411131448.8889 | 0 | 4.0207e+12 | 129762.9651 | 161520594572.2429 | 1614.0323 | 1225.9677 | 100072715.4382 | 131749469.3557 | 116187096071.8585 | 32916617372.5821 | 129762.9651 | 161520594572.2429 | 1614.0323 | 1225.9677 | 100072715.4382 | 131749469.3557 | 116187096071.8585 | 32916617372.5821 | 129762.9651 | 161520594572.2429 | 1614.0323 | 1225.9677 | 100072715.4382 | 131749469.3557 | 116187096071.8585 | 32916617372.5821 | 377674.6516 | 420265490240.5509 | 473.8165 | 2366.1835 | 886979445.6021 | 177613227.7948 | 741131139204.6453 | 214476299647.8821 | 212400.1939 | 314430424509.0159 | 938.2159 | 1901.7841 | 335136536.8174 | 165334447.284 | 324501777116.1207 | 214476299647.8821 | 142846.9131 | 198007849742.1851 | 1453.8295 | 1386.1705 | 136197439.6466 | 142845229.8015 | 741131139204.6453 | 214476299647.8821 | 134124.2811 | 174471223269.7674 | 1557.1585 | 1282.8415 | 112044615.9602 | 136003722.8357 | 324501777116.1207 | 214476299647.8821
| 226j | 111.9 | 0 | 2-16 | 2 | 500 | 22 | 250 | 1940 | 18 | 120 | 2800 | 12 | 0 | 290 | 5500 | 0 | 0 | 1200 | 2400 | 3800 | 19 | 200 | 50 | 16 | 200 | 40 | 0 | 2 | 160 | 16 | 0 | 0 | 0 | 2 | 2500 | 5000 | W | 2500 | 100x10 | 100x10 | [9 empty] | 8 | 6 |  | 1900 | 1900 | 0.69516 | 47.2435 | 380 | 380 | 355 | 266 | 380 | 380 | 0.125 | 2821.7902 | 3108 | 0 | 0 | 1595000 | 11178291666.6667 | 0 | 0 | 7655.2759 | 172722.1625 | 5428.6721 | 86858.7537 | 346081987.7768 | 411131448.8889 | 0 | 4.0207e+12 | 129762.9651 | 161520594572.2429 | 1614.0323 | 1225.9677 | 100072715.4382 | 131749469.3557 | 116187096071.8585 | 32916617372.5821 | 129762.9651 | 161520594572.2429 | 1614.0323 | 1225.9677 | 100072715.4382 | 131749469.3557 | 116187096071.8585 | 32916617372.5821 | 129762.9651 | 161520594572.2429 | 1614.0323 | 1225.9677 | 100072715.4382 | 131749469.3557 | 116187096071.8585 | 32916617372.5821 | 377674.6516 | 420265490240.5509 | 473.8165 | 2366.1835 | 886979445.6021 | 177613227.7948 | 741131139204.6453 | 214476299647.8821 | 212400.1939 | 314430424509.0159 | 938.2159 | 1901.7841 | 335136536.8174 | 165334447.284 | 324501777116.1207 | 214476299647.8821 | 142846.9131 | 198007849742.1851 | 1453.8295 | 1386.1705 | 136197439.6466 | 142845229.8015 | 741131139204.6453 | 214476299647.8821 | 134124.2811 | 174471223269.7674 | 1557.1585 | 1282.8415 | 112044615.9602 | 136003722.8357 | 324501777116.1207 | 214476299647.8821
127 | 227i | 111.9 | 0 | 2-17 | 2 | 500 | 22 | 250 | 1940 | 10 | 120 | 2800 | 12 | 0 | 290 | 5500 | 0 | 0 | 1200 | 2400 | 3800 | 19 | 200 | 50 | 16 | 200 | 40 | 0 | 2 | 160 | 16 | 0 | 0 | 0 | 2 | 2500 | 5000 | W | 2500 | 100x10 | 100x10 | [9 empty] | 8 | 6 |  | 1900 | 1900 | 0.69516 | 47.2435 | 380 | 380 | 355 | 266 | 380 | 380 | 0.125 | 2821.7902 | 3100 | 0 | 0 | 1595000 | 11178291666.6667 | 0 | 0 | 7655.2759 | 172722.1625 | 5428.6721 | 86858.7537 | 346081987.7768 | 411131448.8889 | 0 | 4.0207e+12 | 114242.9651 | 135197688550.5331 | 1448.027 | 1383.973 | 93366829.4175 | 97688095.8933 | 111319506738.5252 | 32135500033.3248 | 114242.9651 | 135197688550.5331 | 1448.027 | 1383.973 | 93366829.4175 | 97688095.8933 | 111319506738.5252 | 32135500033.3248 | 114242.9651 | 135197688550.5331 | 1448.027 | 1383.973 | 93366829.4175 | 97688095.8933 | 111319506738.5252 | 32135500033.3248 | 362154.6516 | 329953970555.9229 | 372.586 | 2459.414 | 885577977.0995 | 134159589.5341 | 736263549871.3119 | 188083751807.7917 | 196880.1939 | 254127440236.1367 | 788.6142 | 2043.3858 | 322245578.7625 | 124365864.0467 | 319634187782.7874 | 188083751807.7917 | 127326.9131 | 164744444014.1792 | 1285.3554 | 1546.6446 | 128170348.2521 | 106517321.2168 | 736263549871.3119 | 188083751807.7917 | 118604.2811 | 145767814837.8002 | 1389.8153 | 1442.1847 | 104882870.3991 | 101074301.9264 | 319634187782.7874 | 188083751807.7917
| 227j | 116.9 | 0 | 2-17 | 2 | 500 | 22 | 250 | 1940 | 10 | 120 | 2800 | 12 | 0 | 290 | 5500 | 0 | 0 | 1200 | 2400 | 3800 | 19 | 200 | 50 | 16 | 200 | 40 | 0 | 2 | 160 | 16 | 0 | 0 | 0 | 2 | 2500 | 5000 | W | 2500 | 100x10 | 100x10 | [9 empty] | 8 | 6 |  | 1900 | 1900 | 0.69516 | 47.2435 | 380 | 380 | 355 | 266 | 380 | 380 | 0.125 | 2821.7902 | 3100 | 0 | 0 | 1595000 | 11178291666.6667 | 0 | 0 | 7655.2759 | 172722.1625 | 5428.6721 | 86858.7537 | 346081987.7768 | 411131448.8889 | 0 | 4.0207e+12 | 114242.9651 | 135197688550.5331 | 1448.027 | 1383.973 | 93366829.4175 | 97688095.8933 | 111319506738.5252 | 32135500033.3248 | 114242.9651 | 135197688550.5331 | 1448.027 | 1383.973 | 93366829.4175 | 97688095.8933 | 111319506738.5252 | 32135500033.3248 | 114242.9651 | 135197688550.5331 | 1448.027 | 1383.973 | 93366829.4175 | 97688095.8933 | 111319506738.5252 | 32135500033.3248 | 362154.6516 | 329953970555.9229 | 372.586 | 2459.414 | 885577977.0995 | 134159589.5341 | 736263549871.3119 | 188083751807.7917 | 196880.1939 | 254127440236.1367 | 788.6142 | 2043.3858 | 322245578.7625 | 124365864.0467 | 319634187782.7874 | 188083751807.7917 | 127326.9131 | 164744444014.1792 | 1285.3554 | 1546.6446 | 128170348.2521 | 106517321.2168 | 736263549871.3119 | 188083751807.7917 | 118604.2811 | 145767814837.8002 | 1389.8153 | 1442.1847 | 104882870.3991 | 101074301.9264 | 319634187782.7874 | 188083751807.7917
128 | 228i | 116.9 | 0 | 2-17 | 2 | 500 | 22 | 250 | 1940 | 10 | 120 | 2800 | 12 | 0 | 290 | 5500 | 0 | 0 | 1200 | 2400 | 3800 | 19 | 200 | 50 | 16 | 200 | 40 | 0 | 2 | 160 | 16 | 0 | 0 | 0 | 2 | 2500 | 5000 | W | 2500 | 100x10 | 100x10 | [9 empty] | 8 | 6 |  | 1900 | 1900 | 0.69516 | 47.2435 | 380 | 380 | 355 | 266 | 380 | 380 | 0.125 | 2821.7902 | 3100 | 0 | 0 | 1595000 | 11178291666.6667 | 0 | 0 | 7655.2759 | 172722.1625 | 5428.6721 | 86858.7537 | 346081987.7768 | 411131448.8889 | 0 | 4.0207e+12 | 114242.9651 | 135197688550.5331 | 1448.027 | 1383.973 | 93366829.4175 | 97688095.8933 | 111319506738.5252 | 32135500033.3248 | 114242.9651 | 135197688550.5331 | 1448.027 | 1383.973 | 93366829.4175 | 97688095.8933 | 111319506738.5252 | 32135500033.3248 | 114242.9651 | 135197688550.5331 | 1448.027 | 1383.973 | 93366829.4175 | 97688095.8933 | 111319506738.5252 | 32135500033.3248 | 362154.6516 | 329953970555.9229 | 372.586 | 2459.414 | 885577977.0995 | 134159589.5341 | 736263549871.3119 | 188083751807.7917 | 196880.1939 | 254127440236.1367 | 788.6142 | 2043.3858 | 322245578.7625 | 124365864.0467 | 319634187782.7874 | 188083751807.7917 | 127326.9131 | 164744444014.1792 | 1285.3554 | 1546.6446 | 128170348.2521 | 106517321.2168 | 736263549871.3119 | 188083751807.7917 | 118604.2811 | 145767814837.8002 | 1389.8153 | 1442.1847 | 104882870.3991 | 101074301.9264 | 319634187782.7874 | 188083751807.7917
| 228j | 121.9 | 0 | 2-17 | 2 | 500 | 22 | 250 | 1940 | 10 | 120 | 2800 | 12 | 0 | 290 | 5500 | 0 | 0 | 1200 | 2400 | 3800 | 19 | 200 | 50 | 16 | 200 | 40 | 0 | 2 | 160 | 16 | 0 | 0 | 0 | 2 | 2500 | 5000 | W | 2500 | 100x10 | 100x10 | [9 empty] | 8 | 6 |  | 1900 | 1900 | 0.69516 | 47.2435 | 380 | 380 | 355 | 266 | 380 | 380 | 0.125 | 2821.7902 | 3100 | 0 | 0 | 1595000 | 11178291666.6667 | 0 | 0 | 7655.2759 | 172722.1625 | 5428.6721 | 86858.7537 | 346081987.7768 | 411131448.8889 | 0 | 4.0207e+12 | 114242.9651 | 135197688550.5331 | 1448.027 | 1383.973 | 93366829.4175 | 97688095.8933 | 111319506738.5252 | 32135500033.3248 | 114242.9651 | 135197688550.5331 | 1448.027 | 1383.973 | 93366829.4175 | 97688095.8933 | 111319506738.5252 | 32135500033.3248 | 114242.9651 | 135197688550.5331 | 1448.027 | 1383.973 | 93366829.4175 | 97688095.8933 | 111319506738.5252 | 32135500033.3248 | 362154.6516 | 329953970555.9229 | 372.586 | 2459.414 | 885577977.0995 | 134159589.5341 | 736263549871.3119 | 188083751807.7917 | 196880.1939 | 254127440236.1367 | 788.6142 | 2043.3858 | 322245578.7625 | 124365864.0467 | 319634187782.7874 | 188083751807.7917 | 127326.9131 | 164744444014.1792 | 1285.3554 | 1546.6446 | 128170348.2521 | 106517321.2168 | 736263549871.3119 | 188083751807.7917 | 118604.2811 | 145767814837.8002 | 1389.8153 | 1442.1847 | 104882870.3991 | 101074301.9264 | 319634187782.7874 | 188083751807.7917
129 | 229i | 121.9 | 0 | 2-18 | 2 | 500 | 22 | 250 | 1940 | 10 | 120 | 2800 | 12 | 0 | 290 | 5500 | 0 | 0 | 1200 | 2400 | 3800 | 19 | 200 | 50 | 16 | 200 | 40 | 0 | 2 | 160 | 16 | 0 | 0 | 0 | 2 | 2500 | 5000 | W | 2342 | 100x10 | 100x10 | [9 empty] | 8 | 6 |  | 1900 | 1900 | 0.72039 | 47.2435 | 380 | 380 | 355 | 266 | 380 | 380 | 0.125 | 2821.7902 | 3100 | 0 | 0 | 1595000 | 11178291666.6667 | 0 | 0 | 7655.2759 | 172722.1625 | 5428.6721 | 86858.7537 | 346081987.7768 | 411131448.8889 | 0 | 4.0207e+12 | 114242.9651 | 135197688550.5331 | 1448.027 | 1383.973 | 93366829.4175 | 97688095.8933 | 111319506738.5252 | 33108285582.6138 | 114242.9651 | 135197688550.5331 | 1448.027 | 1383.973 | 93366829.4175 | 97688095.8933 | 111319506738.5252 | 33108285582.6138 | 114242.9651 | 135197688550.5331 | 1448.027 | 1383.973 | 93366829.4175 | 97688095.8933 | 111319506738.5252 | 33108285582.6138 | 362154.6516 | 329953970555.9229 | 372.586 | 2459.414 | 885577977.0995 | 134159589.5341 | 736263549871.3119 | 188083751807.7917 | 196880.1939 | 254127440236.1367 | 788.6142 | 2043.3858 | 322245578.7625 | 124365864.0467 | 319634187782.7874 | 188083751807.7917 | 127326.9131 | 164744444014.1792 | 1285.3554 | 1546.6446 | 128170348.2521 | 106517321.2168 | 736263549871.3119 | 188083751807.7917 | 118604.2811 | 145767814837.8002 | 1389.8153 | 1442.1847 | 104882870.3991 | 101074301.9264 | 319634187782.7874 | 188083751807.7917
| 229j | 128.37 | 0 | 2-18 | 2 | 500 | 22 | 250 | 1940 | 10 | 120 | 2800 | 12 | 0 | 290 | 5500 | 0 | 0 | 1200 | 2400 | 3800 | 19 | 200 | 50 | 16 | 200 | 40 | 0 | 2 | 160 | 16 | 0 | 0 | 0 | 2 | 2500 | 5000 | W | 2342 | 100x10 | 100x10 | [9 empty] | 8 | 6 |  | 1900 | 1900 | 0.72039 | 47.2435 | 380 | 380 | 355 | 266 | 380 | 380 | 0.125 | 2821.7902 | 3100 | 0 | 0 | 1595000 | 11178291666.6667 | 0 | 0 | 7655.2759 | 172722.1625 | 5428.6721 | 86858.7537 | 346081987.7768 | 411131448.8889 | 0 | 4.0207e+12 | 114242.9651 | 135197688550.5331 | 1448.027 | 1383.973 | 93366829.4175 | 97688095.8933 | 111319506738.5252 | 33108285582.6138 | 114242.9651 | 135197688550.5331 | 1448.027 | 1383.973 | 93366829.4175 | 97688095.8933 | 111319506738.5252 | 33108285582.6138 | 114242.9651 | 135197688550.5331 | 1448.027 | 1383.973 | 93366829.4175 | 97688095.8933 | 111319506738.5252 | 33108285582.6138 | 362154.6516 | 329953970555.9229 | 372.586 | 2459.414 | 885577977.0995 | 134159589.5341 | 736263549871.3119 | 188083751807.7917 | 196880.1939 | 254127440236.1367 | 788.6142 | 2043.3858 | 322245578.7625 | 124365864.0467 | 319634187782.7874 | 188083751807.7917 | 127326.9131 | 164744444014.1792 | 1285.3554 | 1546.6446 | 128170348.2521 | 106517321.2168 | 736263549871.3119 | 188083751807.7917 | 118604.2811 | 145767814837.8002 | 1389.8153 | 1442.1847 | 104882870.3991 | 101074301.9264 | 319634187782.7874 | 188083751807.7917
130 | 230i | 128.37 | 0 | 2-19 | 2 | 500 | 22 | 250 | 1940 | 10 | 120 | 2600 | 12 | 0 | 290 | 5450 | 0 | 0 | 1175 | 2350 | 3850 | 19 | 200 | 50 | 16 | 200 | 40 | 0 | 2 | 160 | 16 | 0 | 0 | 0 | 2 | 2500 | 5000 | W | 2342 | 100x10 | 100x10 | [9 empty] | 8 | 6 |  | 1900 | 1900 | 0.7273 | 47.2435 | 380 | 380 | 355 | 266 | 380 | 380 | 0.125 | 2620.2338 | 2900 | 0 | 0 | 1580500 | 11076670833.3333 | 0 | 0 | 7655.2759 | 172722.1625 | 5428.6721 | 86858.7537 | 277145400.9544 | 411131448.8889 | 0 | 3.9121e+12 | 109405.6104 | 113840993993.5728 | 1346.8744 | 1285.1256 | 84522352.7571 | 88583555.4681 | 103121874330.2069 | 28830404581.1152 | 109405.6104 | 113840993993.5728 | 1346.8744 | 1285.1256 | 84522352.7571 | 88583555.4681 | 103121874330.2069 | 28830404581.1152 | 109405.6104 | 113840993993.5728 | 1346.8744 | 1285.1256 | 84522352.7571 | 88583555.4681 | 103121874330.2069 | 28830404581.1152 | 355063.5544 | 279102938457.6669 | 329.9119 | 2302.0881 | 845992348.5507 | 121239034.159 | 711176464288.2908 | 166560239761.9295 | 191291.5917 | 215599317361.9305 | 717.6669 | 1914.3331 | 300416977.6386 | 112623720.4902 | 305806737649.5682 | 166560239761.9295 | 122489.5584 | 139631608579.1844 | 1188.5834 | 1443.4166 | 117477337.6893 | 96736870.3985 | 711176464288.2908 | 166560239761.9295 | 113766.9264 | 123093743201.3281 | 1290.0653 | 1341.9347 | 95416677.9777 | 91728562.6368 | 305806737649.5682 | 166560239761.9295
| 230j | 131.27 | 0 | 2-19 | 2 | 500 | 22 | 250 | 1940 | 10 | 120 | 2600 | 12 | 0 | 290 | 5450 | 0 | 0 | 1175 | 2350 | 3850 | 19 | 200 | 50 | 16 | 200 | 40 | 0 | 2 | 160 | 16 | 0 | 0 | 0 | 2 | 2500 | 5000 | W | 2342 | 100x10 | 100x10 | [9 empty] | 8 | 6 |  | 1900 | 1900 | 0.7273 | 47.2435 | 380 | 380 | 355 | 266 | 380 | 380 | 0.125 | 2620.2338 | 2900 | 0 | 0 | 1580500 | 11076670833.3333 | 0 | 0 | 7655.2759 | 172722.1625 | 5428.6721 | 86858.7537 | 277145400.9544 | 411131448.8889 | 0 | 3.9121e+12 | 109405.6104 | 113840993993.5728 | 1346.8744 | 1285.1256 | 84522352.7571 | 88583555.4681 | 103121874330.2069 | 28830404581.1152 | 109405.6104 | 113840993993.5728 | 1346.8744 | 1285.1256 | 84522352.7571 | 88583555.4681 | 103121874330.2069 | 28830404581.1152 | 109405.6104 | 113840993993.5728 | 1346.8744 | 1285.1256 | 84522352.7571 | 88583555.4681 | 103121874330.2069 | 28830404581.1152 | 355063.5544 | 279102938457.6669 | 329.9119 | 2302.0881 | 845992348.5507 | 121239034.159 | 711176464288.2908 | 166560239761.9295 | 191291.5917 | 215599317361.9305 | 717.6669 | 1914.3331 | 300416977.6386 | 112623720.4902 | 305806737649.5682 | 166560239761.9295 | 122489.5584 | 139631608579.1844 | 1188.5834 | 1443.4166 | 117477337.6893 | 96736870.3985 | 711176464288.2908 | 166560239761.9295 | 113766.9264 | 123093743201.3281 | 1290.0653 | 1341.9347 | 95416677.9777 | 91728562.6368 | 305806737649.5682 | 166560239761.9295
131 | 231i | 131.27 | 0 | 2-19 | 2 | 500 | 22 | 250 | 1940 | 10 | 120 | 2600 | 12 | 0 | 290 | 5450 | 0 | 0 | 1175 | 2350 | 3850 | 19 | 200 | 50 | 16 | 200 | 40 | 0 | 2 | 160 | 16 | 0 | 0 | 0 | 2 | 2500 | 5000 | W | 2342 | 100x10 | 100x10 | [9 empty] | 8 | 6 |  | 1900 | 1900 | 0.7273 | 47.2435 | 380 | 380 | 355 | 266 | 380 | 380 | 0.125 | 2620.2338 | 2900 | 0 | 0 | 1580500 | 11076670833.3333 | 0 | 0 | 7655.2759 | 172722.1625 | 5428.6721 | 86858.7537 | 277145400.9544 | 411131448.8889 | 0 | 3.9121e+12 | 109405.6104 | 113840993993.5728 | 1346.8744 | 1285.1256 | 84522352.7571 | 88583555.4681 | 103121874330.2069 | 28830404581.1152 | 109405.6104 | 113840993993.5728 | 1346.8744 | 1285.1256 | 84522352.7571 | 88583555.4681 | 103121874330.2069 | 28830404581.1152 | 109405.6104 | 113840993993.5728 | 1346.8744 | 1285.1256 | 84522352.7571 | 88583555.4681 | 103121874330.2069 | 28830404581.1152 | 355063.5544 | 279102938457.6669 | 329.9119 | 2302.0881 | 845992348.5507 | 121239034.159 | 711176464288.2908 | 166560239761.9295 | 191291.5917 | 215599317361.9305 | 717.6669 | 1914.3331 | 300416977.6386 | 112623720.4902 | 305806737649.5682 | 166560239761.9295 | 122489.5584 | 139631608579.1844 | 1188.5834 | 1443.4166 | 117477337.6893 | 96736870.3985 | 711176464288.2908 | 166560239761.9295 | 113766.9264 | 123093743201.3281 | 1290.0653 | 1341.9347 | 95416677.9777 | 91728562.6368 | 305806737649.5682 | 166560239761.9295
| 231j | 131.82 | 0 | 2-19 | 2 | 500 | 22 | 250 | 1940 | 10 | 120 | 2600 | 12 | 0 | 290 | 5450 | 0 | 0 | 1175 | 2350 | 3850 | 19 | 200 | 50 | 16 | 200 | 40 | 0 | 2 | 160 | 16 | 0 | 0 | 0 | 2 | 2500 | 5000 | W | 2342 | 100x10 | 100x10 | [9 empty] | 8 | 6 |  | 1900 | 1900 | 0.7273 | 47.2435 | 380 | 380 | 355 | 266 | 380 | 380 | 0.125 | 2620.2338 | 2900 | 0 | 0 | 1580500 | 11076670833.3333 | 0 | 0 | 7655.2759 | 172722.1625 | 5428.6721 | 86858.7537 | 277145400.9544 | 411131448.8889 | 0 | 3.9121e+12 | 109405.6104 | 113840993993.5728 | 1346.8744 | 1285.1256 | 84522352.7571 | 88583555.4681 | 103121874330.2069 | 28830404581.1152 | 109405.6104 | 113840993993.5728 | 1346.8744 | 1285.1256 | 84522352.7571 | 88583555.4681 | 103121874330.2069 | 28830404581.1152 | 109405.6104 | 113840993993.5728 | 1346.8744 | 1285.1256 | 84522352.7571 | 88583555.4681 | 103121874330.2069 | 28830404581.1152 | 355063.5544 | 279102938457.6669 | 329.9119 | 2302.0881 | 845992348.5507 | 121239034.159 | 711176464288.2908 | 166560239761.9295 | 191291.5917 | 215599317361.9305 | 717.6669 | 1914.3331 | 300416977.6386 | 112623720.4902 | 305806737649.5682 | 166560239761.9295 | 122489.5584 | 139631608579.1844 | 1188.5834 | 1443.4166 | 117477337.6893 | 96736870.3985 | 711176464288.2908 | 166560239761.9295 | 113766.9264 | 123093743201.3281 | 1290.0653 | 1341.9347 | 95416677.9777 | 91728562.6368 | 305806737649.5682 | 166560239761.9295
Note on D2: Value of 0 denote for straight bridge (infinity of radius)
Note on AJ2: 압축에 수평보강재 개수
Note on AM2: W - Warren type P - Pratt type X - X type

## MST
[20 empty] | ----------- | ---------- | ---------- | ---------- | ---------- | ----------- | 피로 (Truck *0.8 * 1.15 / 1.25)
Node | M1 | M2 | M3 | M4 | Mw | S1 | S2 | S3 | S4 | Sw | T1 | T2 | T3 | T4 | Tw | TTmax | TTmin | TLmax | TLmin | MLLmax | MLLmin | SLLmax | SLLmin | TLLmax | TLLmin | MLLfmax | MLLfmin | SLLfmax | SLLfmin | TLLfmax | TLLfmin
------------------------------------------------------------------------------------------------- | [5 empty] | ---------------- | --------- | --------- | --------- | --------- | ---------------- | --------- | --------- | --------- | --------- | --------- | --------- | --------- | ---------- | ----------- | ---------- | ---------- | ---------- | ---------- | ----------- | ------- | ----------- | ---------- | ---------- | ---------- | ----------
101i | 0 | 0 | -0.03 | 0 | 0.01 | 0.25 | 0 | 0.12 | -0.22 | -0.11 | 0 | 0 | 0 | 0 | 0 | 128.224 | -36.872 | 0 | 0 | 0 | 0 | 0 | -260.5 | 160.28 | -46.09 | 0.02 | -0.01 | 3.36 | -190.26 | 5.12 | -37.09
101j | -1.92 | 0 | -8.81 | -1.22 | -1.2 | -6.73 | 0 | -32.06 | -4.64 | -4.35 | 0 | 0 | 0.9 | 15.89 | -0.72 | 128.224 | -36.872 | 5.03 | -1.3 | 0 | -143.27 | 0 | -260.5 | 160.28 | -46.09 | 0.01 | -104.64 | 3.65 | -206.96 | 33.91 | -40.35
102i | -1.93 | 0 | -8.84 | -1.21 | -1.16 | 670.91 | 0.8 | 1427.75 | 327.74 | 288.8 | 2.91 | 0 | 31.24 | -243.31 | 26.85 | 460.32 | -0.968 | 543.07 | -1.16 | -2 | -143.28 | 1215.58 | -66.89 | 974.62 | -2.07 | 0.02 | -104.63 | 413.69 | -14.41 | 371.78 | -388.34
102j | 1731.44 | 2.12 | 3569.13 | 839.05 | 737.07 | 637.29 | 0.8 | 1272.67 | 306.41 | 268.34 | 2.91 | 0 | 35.58 | -166.73 | 23.38 | 460.32 | -442.856 | 546.51 | -584.86 | 3052.93 | -232.68 | 1133.21 | -77.16 | 978.06 | -1000.04 | 966.14 | -89.29 | 364.58 | -25.61 | 371.78 | -388.34
103i | 1731.43 | 2.12 | 3569.12 | 839.05 | 737.07 | 637.28 | 0.8 | 1272.64 | 306.43 | 268.35 | 2.91 | 0 | 35.58 | -166.73 | 23.38 | 460.32 | -442.856 | 546.51 | -584.86 | 3052.93 | -232.68 | 1133.21 | -77.16 | 978.06 | -1000.04 | 966.14 | -89.29 | 364.58 | -25.61 | 371.78 | -388.34
103j | 3983.77 | 5.08 | 8032.88 | 1917.72 | 1677.12 | 580.19 | 0.8 | 1140.18 | 276.64 | 239.79 | 2.91 | 0 | 32.55 | -59.8 | 18.54 | 460.32 | -442.856 | 551.84 | -584.86 | 6811.78 | -426.71 | 1032.82 | -125.95 | 983.39 | -1000.04 | 1941.74 | -75.94 | 305.78 | -67.37 | 371.78 | -388.34
104i | 3983.74 | 5.08 | 8032.88 | 1917.7 | 1677.12 | 565.29 | 0.8 | 1070.69 | 255.38 | 227.19 | 2.93 | 0 | 20.57 | -254.66 | 22.37 | 489.888 | -471.656 | 588.36 | -622.56 | 6811.79 | -426.71 | 1008.86 | -109.76 | 1047.63 | -1064.74 | 1941.73 | -75.94 | 341.07 | -45.75 | 393.59 | -415.83
104j | 6617.31 | 9.11 | 12938.79 | 3093.97 | 2716.56 | 488.14 | 0.8 | 891.69 | 215.13 | 188.59 | 2.93 | 0 | 16.47 | -110.16 | 15.82 | 489.888 | -471.656 | 595.57 | -622.56 | 10915.31 | -759.3 | 885.54 | -182.9 | 1054.84 | -1064.74 | 3043.12 | -158.93 | 269.9 | -105.78 | 393.59 | -415.83
105i | 6617.28 | 9.11 | 12938.75 | 3094 | 2716.57 | 488.14 | 0.8 | 891.71 | 215.12 | 188.59 | 2.93 | 0 | 16.47 | -110.16 | 15.82 | 489.888 | -471.656 | 595.57 | -622.56 | 10915.31 | -759.3 | 885.54 | -182.9 | 1054.84 | -1064.74 | 3043.12 | -158.93 | 269.89 | -105.78 | 393.59 | -415.83
105j | 8810.45 | 13.13 | 16949.81 | 4068.96 | 3563 | 389.13 | 0.8 | 712.71 | 174.87 | 149.99 | 2.93 | 0 | 12.37 | 34.34 | 9.27 | 489.888 | -471.656 | 602.78 | -622.56 | 14208.06 | -1091.99 | 783.4 | -277.99 | 1062.05 | -1064.74 | 3617.16 | -223.79 | 209.9 | -176.69 | 393.59 | -415.83
106i | 8810.48 | 13.13 | 16949.71 | 4068.95 | 3563.02 | 370.15 | 0.81 | 631.29 | 150.32 | 135.09 | 1 | 0 | 6.68 | -193.07 | 13.42 | 407.312 | -385.008 | 434.59 | -452.84 | 14208.06 | -1091.99 | 758.34 | -221.05 | 816.45 | -813.78 | 3617.15 | -223.79 | 287.33 | -108.98 | 303.46 | -326.67
106j | 10413.72 | 17.16 | 19658.7 | 4719.9 | 4141.98 | 271.15 | 0.81 | 452.29 | 110.07 | 96.49 | 1 | 0 | 2.58 | -48.57 | 6.87 | 407.312 | -385.008 | 441.8 | -452.58 | 16441.72 | -1424.83 | 652.8 | -304.18 | 823.66 | -813.52 | 4185.69 | -286.23 | 225.69 | -164.81 | 303.46 | -326.67
107i | 10413.7 | 17.16 | 19658.69 | 4719.87 | 4141.98 | 271.2 | 0.81 | 452.28 | 110.05 | 96.5 | 1 | 0 | 2.58 | -48.57 | 6.87 | 407.312 | -385.008 | 441.8 | -452.58 | 16441.72 | -1424.83 | 652.8 | -304.18 | 823.66 | -813.52 | 4185.7 | -286.22 | 225.67 | -164.83 | 303.46 | -326.67
107j | 11491.86 | 21.18 | 21472.55 | 5169.48 | 4528.01 | 160.07 | 0.81 | 273.28 | 69.8 | 57.9 | 1 | 0 | -1.52 | 95.93 | 0.32 | 407.312 | -385.008 | 449.01 | -452.58 | 18066.83 | -1759.08 | 563.48 | -403.78 | 830.87 | -813.52 | 4321.82 | -358.88 | 171.8 | -224.89 | 303.46 | -326.67
108i | 11491.83 | 21.18 | 21472.54 | 5169.48 | 4527.96 | 139.71 | 0.8 | 187.21 | 44.54 | 42.63 | -2.04 | 0 | -11.49 | -143.97 | 5.47 | 346.376 | -325.824 | 314.29 | -311.65 | 18066.83 | -1759.08 | 552.13 | -352.17 | 639.02 | -617.11 | 4321.82 | -358.88 | 253.68 | -146.48 | 207.2 | -228.95
108j | 11912.56 | 25.2 | 21961.12 | 5291.55 | 4644.61 | 28.58 | 0.8 | 8.21 | 4.29 | 4.03 | -2.04 | 0 | -15.59 | 0.53 | -1.08 | 346.376 | -314.144 | 319.65 | -302.94 | 18634.91 | -2093.64 | 454.01 | -439.91 | 644.38 | -597.45 | 4526.41 | -433.36 | 193.2 | -200.07 | 207.2 | -228.95
109i | 11912.56 | 25.2 | 21961.16 | 5291.58 | 4644.62 | 28.62 | 0.8 | 8.17 | 4.27 | 4.01 | -2.04 | 0 | -15.59 | 0.53 | -1.08 | 346.376 | -314.144 | 319.65 | -302.94 | 18634.91 | -2093.64 | 454.01 | -439.91 | 644.38 | -597.45 | 4526.41 | -433.36 | 193.21 | -200.07 | 207.2 | -228.95
109j | 11777.86 | 29.22 | 21554.5 | 5212.3 | 4568.15 | -82.51 | 0.8 | -170.83 | -35.98 | -34.59 | -2.04 | 0 | -19.69 | 145.03 | -7.63 | 347.984 | -314.144 | 326.86 | -302.86 | 18650.66 | -2428.21 | 372.08 | -542.6 | 653.1 | -597.37 | 4334.87 | -507.84 | 141.35 | -258.49 | 207.2 | -228.95
110i | 11777.89 | 29.22 | 21554.52 | 5212.29 | 4568.19 | -98.11 | 0.81 | -227.87 | -53.2 | -45.02 | 0.67 | 0 | 2.94 | -82.34 | 4.78 | 344.44 | -348.408 | 292.6 | -308.48 | 18650.65 | -2428.21 | 404.89 | -544.74 | 615.52 | -635.11 | 4334.88 | -507.85 | 207.51 | -188.82 | 201.59 | -163.97
110j | 11009.52 | 33.24 | 19967.65 | 4845.69 | 4246.6 | -209.24 | 0.81 | -406.87 | -93.45 | -83.62 | 0.67 | 0 | -1.16 | 62.16 | -1.77 | 344.44 | -348.408 | 293.95 | -302.61 | 17828.85 | -2762.12 | 317.18 | -641.21 | 616.87 | -629.24 | 4156.32 | -579.47 | 146.89 | -246.98 | 201.59 | -163.97
111i | 11009.53 | 33.24 | 19967.69 | 4845.68 | 4246.56 | -226.95 | 0.8 | -468.2 | -110.9 | -94.2 | 0.19 | -0.01 | 15.33 | -166.65 | 10.55 | 345.728 | -371.616 | 354.88 | -381.18 | 17828.85 | -2762.12 | 361.34 | -643.48 | 679 | -729.58 | 4156.33 | -579.47 | 219.52 | -185.3 | 293.48 | -261.43
111j | 9596.94 | 37.23 | 17179.14 | 4190.54 | 3679.05 | -338.08 | 0.8 | -647.2 | -151.15 | -132.8 | 0.19 | -0.01 | 11.23 | -22.15 | 4 | 345.728 | -371.616 | 354.88 | -373.97 | 16156.45 | -3094.24 | 269.23 | -735.21 | 679 | -722.37 | 4001.01 | -640.96 | 160.13 | -236.32 | 293.48 | -261.43
112i | 9596.94 | 37.23 | 17179.23 | 4190.55 | 3679.04 | -338.14 | 0.8 | -647.18 | -151.13 | -132.83 | 0.19 | -0.01 | 11.23 | -22.15 | 4 | 345.728 | -371.616 | 354.88 | -373.97 | 16156.45 | -3094.24 | 269.23 | -735.21 | 679 | -722.37 | 4000.99 | -640.95 | 160.14 | -236.31 | 293.48 | -261.43
112j | 7666.94 | 41.22 | 13495.84 | 3334.3 | 2918.38 | -433.86 | 0.8 | -826.18 | -191.38 | -171.43 | 0.19 | -0.01 | 7.13 | 122.35 | -2.55 | 350.544 | -371.616 | 358.31 | -366.77 | 13989.12 | -3426.36 | 194.31 | -841.58 | 686.94 | -715.16 | 3490.86 | -702.42 | 107.48 | -293.24 | 293.48 | -261.43
113i | 7667.03 | 41.22 | 13495.9 | 3334.27 | 2918.4 | -451.11 | 0.79 | -905.7 | -216.38 | -186.41 | 0.69 | -0.02 | 6.16 | -123.22 | 3.91 | 394.336 | -429.96 | 478.36 | -486.17 | 13989.12 | -3426.36 | 261.68 | -870.41 | 848.05 | -889.26 | 3490.86 | -702.42 | 182.37 | -224.03 | 364.77 | -329.59
113j | 5180.59 | 45.2 | 8519.91 | 2151.76 | 1889.88 | -543.46 | 0.79 | -1084.7 | -256.63 | -225.01 | 0.69 | -0.02 | 2.06 | 21.28 | -2.64 | 394.336 | -429.96 | 478.36 | -478.96 | 10897.17 | -3757.43 | 181.49 | -967.84 | 848.05 | -882.05 | 3091.93 | -785.01 | 124.48 | -274.29 | 364.77 | -329.59
114i | 5180.61 | 45.2 | 8519.93 | 2151.78 | 1889.87 | -543.46 | 0.79 | -1084.66 | -256.64 | -225.01 | 0.69 | -0.02 | 2.06 | 21.28 | -2.64 | 394.336 | -429.96 | 478.36 | -478.96 | 10897.17 | -3757.43 | 181.49 | -967.84 | 848.05 | -882.05 | 3091.92 | -785 | 124.47 | -274.29 | 364.77 | -329.59
114j | 2232.41 | 49.17 | 2649.12 | 767.98 | 668.33 | -635.82 | 0.79 | -1263.66 | -296.89 | -263.61 | 0.69 | -0.02 | -2.04 | 165.78 | -9.19 | 396.44 | -429.96 | 478.67 | -471.75 | 7461.16 | -4121.78 | 117.89 | -1078.81 | 850.33 | -874.84 | 2395.68 | -898.1 | 75.3 | -330.01 | 364.77 | -329.59
115i | 2232.38 | 49.17 | 2649.07 | 767.99 | 668.33 | -654.26 | 0.79 | -1344.62 | -320.83 | -278.15 | 0.2 | -0.05 | -2.78 | -73.17 | -2.66 | 481.888 | -469.392 | 645.58 | -645.82 | 7461.16 | -4121.78 | 197.04 | -1115.26 | 1097.35 | -1085.87 | 2395.68 | -898.09 | 139.56 | -270.25 | 400.59 | -365.92
115j | -1220.59 | 53.15 | -4521.53 | -936.79 | -818.91 | -726.93 | 0.79 | -1523.62 | -361.08 | -316.75 | 0.2 | -0.05 | -6.88 | 71.33 | -9.21 | 481.888 | -469.392 | 645.58 | -638.61 | 4169.05 | -5438.6 | 132.12 | -1218.23 | 1097.35 | -1078.66 | 1862.68 | -1116.41 | 86.8 | -318.55 | 400.59 | -365.92
116i | -1220.59 | 53.15 | -4521.54 | -936.79 | -818.91 | -726.94 | 0.79 | -1523.63 | -361.09 | -316.75 | 0.2 | -0.05 | -6.88 | 71.33 | -9.21 | 481.888 | -469.392 | 645.58 | -638.61 | 4169.05 | -5438.6 | 132.12 | -1218.23 | 1097.35 | -1078.66 | 1862.68 | -1116.41 | 86.8 | -318.56 | 400.59 | -365.92
116j | -5066.55 | 57.12 | -12587.19 | -2842.86 | -2499.17 | -811.43 | 0.79 | -1702.63 | -401.34 | -355.35 | 0.2 | -0.05 | -10.98 | 215.83 | -15.76 | 481.888 | -469.392 | 645.6 | -631.4 | 2079.24 | -8137.54 | 81.45 | -1332.23 | 1097.37 | -1071.46 | 1147.17 | -1334.73 | 43.59 | -370.31 | 400.59 | -365.92
117i | -5066.54 | 57.12 | -12587.16 | -2842.86 | -2499.16 | -836.11 | 1.05 | -1797.59 | -426.86 | -371 | -9.62 | 0.23 | -45.35 | -8.3 | -13.2 | 561.744 | -541.016 | 733.67 | -721.71 | 2079.24 | -8137.55 | 161.44 | -1381.37 | 1260.31 | -1228.91 | 1147.17 | -1334.74 | 78.28 | -334.63 | 386.83 | -352.43
117j | -9508.75 | -122.96 | -22022.67 | -5077.75 | -4450.65 | -940.77 | -77.82 | -1976.59 | -467.11 | -409.6 | -9.62 | 0.23 | -49.45 | 136.2 | -19.75 | 561.744 | -541.016 | 733.67 | -714.5 | 646.76 | -13419.43 | 118.38 | -1496.14 | 1260.31 | -1221.7 | 427.55 | -2319.87 | 49.02 | -379.19 | 386.83 | -352.43
118i | -9508.72 | -122.96 | -22022.61 | -5077.78 | -4450.66 | -940.8 | -77.82 | -1976.64 | -467.1 | -409.59 | -9.62 | 0.23 | -49.45 | 136.2 | -19.75 | 561.744 | -541.016 | 733.67 | -714.5 | 646.76 | -13419.43 | 118.38 | -1496.14 | 1260.31 | -1221.7 | 427.55 | -2319.88 | 49.02 | -379.19 | 386.83 | -352.43
118j | -12983.05 | -522.68 | -29159.98 | -6761.92 | -5931.48 | -1044.52 | -154.39 | -2101.94 | -495.28 | -436.61 | -9.62 | 0.23 | -52.32 | 237.35 | -24.34 | 561.744 | -541.016 | 737.85 | -709.49 | 186.16 | -17772.48 | 98.33 | -1582.19 | 1264.48 | -1216.7 | 60.71 | -3130.61 | 49.02 | -416.49 | 386.83 | -352.43
119i | -12983.01 | -522.68 | -29160.05 | -6761.96 | -5931.51 | -1044.56 | -154.39 | -2101.65 | -495.27 | -436.62 | -9.62 | 0.23 | -52.32 | 237.35 | -24.34 | 561.744 | -541.016 | 737.85 | -709.49 | 186.16 | -17772.48 | 98.33 | -1582.19 | 1264.48 | -1216.7 | 60.71 | -3130.64 | 49.01 | -416.49 | 386.83 | -352.43
119j | -14583.37 | -782.53 | -32352.95 | -7513.9 | -6595.1 | -1089.35 | -192.08 | -2155.35 | -507.34 | -448.2 | -9.62 | 0.23 | -53.55 | 280.7 | -26.3 | 561.744 | -541.016 | 742.19 | -708.37 | 96.52 | -19772.95 | 93.98 | -1620.22 | 1268.82 | -1215.57 | 105.24 | -3506.61 | 189.52 | -416.49 | 386.83 | -352.43
120i | -14583.37 | -782.53 | -32352.99 | -7514.01 | -6595.07 | 818.61 | 190.84 | 1710.25 | 399.79 | 353.79 | 7.99 | -0.22 | 50.57 | -266.98 | 24.26 | 479.208 | -507.344 | 525.65 | -560.57 | 102.46 | -19771.39 | 1336.24 | -45.18 | 974.91 | -1036.2 | 109.46 | -3500.21 | 437.98 | -29.04 | 286.45 | -318.61
120j | -13389 | -524.54 | -29828.04 | -6923.42 | -6073.09 | 773.82 | 153.15 | 1656.55 | 387.71 | 342.21 | 7.99 | -0.22 | 49.34 | -223.63 | 22.3 | 479.208 | -507.344 | 526.74 | -559.5 | 335.08 | -18524.96 | 1294.6 | -49.56 | 976 | -1035.13 | 162.72 | -3328.53 | 418.88 | -29.04 | 286.45 | -318.61
121i | -13389.03 | -524.54 | -29827.91 | -6923.43 | -6073.06 | 773.82 | 153.15 | 1656.49 | 387.68 | 342.23 | 7.99 | -0.22 | 49.34 | -223.63 | 22.3 | 479.208 | -507.344 | 526.74 | -559.5 | 335.08 | -18524.96 | 1294.6 | -49.56 | 976 | -1035.13 | 162.72 | -3328.53 | 418.88 | -29.04 | 286.45 | -318.61
121j | -10862.18 | -128.23 | -24249.52 | -5615.86 | -4922.52 | 670.1 | 77.37 | 1531.19 | 359.51 | 315.21 | 7.99 | -0.22 | 46.47 | -122.48 | 17.71 | 479.208 | -507.344 | 531.73 | -559.44 | 1418.58 | -16035.12 | 1200.37 | -74.39 | 980.99 | -1035.07 | 699.62 | -2927.92 | 371.58 | -31.3 | 286.45 | -318.61
122i | -10862.16 | -128.23 | -24249.43 | -5615.86 | -4922.52 | 670.09 | 77.37 | 1531.21 | 359.51 | 315.21 | 7.99 | -0.22 | 46.47 | -122.48 | 17.71 | 479.208 | -507.344 | 531.73 | -559.44 | 1418.58 | -16035.12 | 1200.37 | -74.39 | 980.99 | -1035.07 | 699.62 | -2927.92 | 371.58 | -31.3 | 286.45 | -318.61
122j | -7787.66 | 49.59 | -17040.9 | -3918.95 | -3442.96 | 559.71 | -1.5 | 1352.21 | 319.26 | 276.61 | 7.99 | -0.22 | 42.37 | 22.02 | 11.16 | 479.208 | -507.344 | 538.94 | -559.44 | 4031.51 | -13409.34 | 1074.6 | -127.47 | 988.2 | -1035.07 | 1551.12 | -2357.67 | 307.9 | -77.53 | 286.45 | -318.61
123i | -7787.66 | 49.59 | -17040.91 | -3918.95 | -3442.95 | 538.45 | -1.26 | 1264.22 | 294.25 | 261.4 | 2 | 0.05 | 15.96 | -198.37 | 13.94 | 344.896 | -368.888 | 336.98 | -348.91 | 4031.51 | -13409.34 | 1020.04 | -84.1 | 660.32 | -694.74 | 1551.12 | -2357.67 | 349.8 | -48.98 | 246.77 | -282.62
123j | -5346.41 | 43.3 | -11167.3 | -2548.35 | -2232.47 | 438.05 | -1.26 | 1085.22 | 254 | 222.8 | 2 | 0.05 | 11.86 | -53.87 | 7.39 | 344.896 | -368.888 | 344.18 | -348.44 | 6352.81 | -11535.72 | 896.86 | -150.58 | 667.53 | -694.27 | 2269.4 | -1954.13 | 284.73 | -102.02 | 246.77 | -282.62
124i | -5346.41 | 43.3 | -11167.32 | -2548.35 | -2232.48 | 438.05 | -1.26 | 1085.21 | 254 | 222.8 | 2 | 0.05 | 11.86 | -53.87 | 7.39 | 344.896 | -368.888 | 344.18 | -348.44 | 6352.81 | -11535.72 | 896.86 | -150.58 | 667.53 | -694.27 | 2269.4 | -1954.13 | 284.73 | -102.02 | 246.77 | -282.62
124j | -3359.75 | 37.01 | -6188.78 | -1378.99 | -1214.99 | 356.62 | -1.26 | 906.21 | 213.75 | 184.2 | 2 | 0.05 | 7.76 | 90.63 | 0.84 | 357.288 | -368.888 | 351.39 | -348.44 | 8258.86 | -9806.02 | 785.76 | -236.34 | 686.35 | -694.27 | 2613.76 | -1557.93 | 222.04 | -164.47 | 246.26 | -282.62
125i | -3359.75 | 37.01 | -6188.76 | -1378.99 | -1214.99 | 335.09 | -1.27 | 817.95 | 188.96 | 169.04 | -0.97 | 0.01 | 1.17 | -142.09 | 5.47 | 196.792 | -310.032 | 128.13 | -138.56 | 8258.86 | -9806.02 | 758 | -194.53 | 312.62 | -429.21 | 2613.76 | -1557.93 | 295.37 | -100.68 | 134.88 | -160.78
125j | -1865.98 | 30.67 | -2546.49 | -534.81 | -466.31 | 262.42 | -1.27 | 638.95 | 148.71 | 130.44 | -0.97 | 0.01 | -2.93 | 2.41 | -1.08 | 209.28 | -243.176 | 129.97 | -122.38 | 9072.05 | -8125.96 | 639.65 | -277.33 | 326.17 | -350.36 | 2980.58 | -1265.91 | 224.89 | -157.33 | 131.63 | -160.78
126i | -1865.98 | 30.67 | -2546.49 | -534.81 | -466.31 | 262.42 | -1.27 | 638.96 | 148.71 | 130.44 | -0.97 | 0.01 | -2.93 | 2.41 | -1.08 | 209.28 | -243.176 | 129.97 | -122.38 | 9072.05 | -8125.96 | 639.65 | -277.33 | 326.17 | -350.36 | 2980.59 | -1265.91 | 224.89 | -157.33 | 131.63 | -160.78
126j | -735.55 | 24.33 | 200.82 | 108.11 | 89.38 | 189.75 | -1.27 | 459.96 | 108.46 | 91.84 | -0.97 | 0.01 | -7.03 | 146.91 | -7.63 | 276.432 | -191.2 | 146.67 | -122.11 | 9290.63 | -6449.89 | 537.66 | -382.8 | 405.83 | -301.36 | 2894.68 | -978.96 | 158.44 | -224.66 | 128.36 | -145.86
127i | -735.55 | 24.33 | 200.81 | 108.11 | 89.38 | 171.04 | -1.26 | 383.14 | 84.9 | 77.64 | -1.29 | 0.01 | -1.08 | -83.29 | -1.79 | 243.664 | -312.624 | 216.65 | -209.55 | 9290.62 | -6449.89 | 591.86 | -391.46 | 445.08 | -502.64 | 2894.67 | -978.97 | 245.74 | -144.51 | 184.74 | -144.69
127j | -40.26 | 18.05 | 1668.99 | 432.01 | 381.07 | 107.07 | -1.26 | 204.14 | 44.65 | 39.04 | -1.29 | 0.01 | -5.18 | 61.21 | -8.34 | 243.664 | -246.808 | 216.65 | -199.63 | 8328.87 | -4784.82 | 480.45 | -489.35 | 445.08 | -431.01 | 2824.52 | -727.06 | 167.97 | -207.25 | 194.71 | -146.78
128i | -40.26 | 18.05 | 1668.99 | 432.01 | 381.07 | 107.07 | -1.26 | 204.14 | 44.65 | 39.04 | -1.29 | 0.01 | -5.18 | 61.21 | -8.34 | 243.664 | -246.808 | 216.65 | -199.63 | 8328.87 | -4784.82 | 480.45 | -489.35 | 445.08 | -431.01 | 2824.52 | -727.06 | 167.97 | -207.25 | 194.71 | -146.78
128j | 335.14 | 11.76 | 2242.16 | 554.65 | 479.76 | 43.09 | -1.26 | 25.14 | 4.4 | 0.44 | -1.29 | 0.01 | -9.28 | 205.71 | -14.89 | 275.952 | -246.808 | 219.69 | -192.42 | 6607.9 | -3119.75 | 381.74 | -611.36 | 478.4 | -423.8 | 2268.25 | -475.15 | 95.76 | -287.55 | 194.71 | -146.78
129i | 335.14 | 11.76 | 2242.17 | 554.65 | 479.76 | 23.74 | -1.26 | -62.32 | -21.61 | -15.16 | -4.93 | 0.01 | -29.12 | -11.11 | -13.55 | 350.336 | -342.568 | 324.6 | -297.54 | 6607.9 | -3119.75 | 419.3 | -648.28 | 653.04 | -618.69 | 2268.26 | -475.15 | 149.97 | -227.24 | 299.19 | -250.85
129j | 220.91 | 3.64 | 1089.68 | 246.35 | 220.11 | -59.05 | -1.26 | -293.94 | -73.69 | -65.11 | -4.93 | 0.01 | -34.42 | 175.87 | -22.03 | 350.336 | -341.68 | 324.6 | -288.21 | 2460.86 | -967.1 | 335.83 | -828.59 | 653.05 | -608.53 | 1055.57 | -147.06 | 50.71 | -321.32 | 299.19 | -250.85
130i | 220.92 | 3.64 | 1089.68 | 246.35 | 220.11 | -59.05 | -1.26 | -293.94 | -73.69 | -65.11 | -4.93 | 0.01 | -34.42 | 175.87 | -22.03 | 350.336 | -341.68 | 324.6 | -288.21 | 2460.86 | -967.1 | 335.83 | -828.59 | 653.05 | -608.53 | 1055.57 | -147.06 | 50.71 | -321.32 | 299.19 | -250.85
130j | -1.85 | 0 | -8.83 | -1.21 | -1.16 | -94.58 | -1.26 | -463.65 | -97.04 | -87.49 | -4.93 | 0.01 | -29.67 | 259.68 | -25.82 | 350.336 | -0.976 | 328.94 | -1.15 | -2 | -143.29 | 332.78 | -928.88 | 657.38 | -2.07 | 0.05 | -104.64 | 211.61 | -321.32 | 299.19 | -250.85
131i | -1.86 | 0 | -8.86 | -1.22 | -1.17 | 6.74 | 0 | 32.2 | 4.43 | 4.25 | 0 | 0 | -0.9 | -15.89 | 0.72 | 36.872 | -128.224 | 1.3 | -5.03 | 0 | -143.27 | 260.5 | 0 | 46.09 | -160.28 | 0.01 | -104.63 | 212.19 | -0.04 | 46.32 | -42.35
131j | 0 | 0 | 0 | 0 | 0 | 0 | 0 | 0.01 | 0 | 0.01 | 0 | 0 | 0 | 0 | 0 | 36.872 | -128.224 | 0 | 0 | 0 | 0 | 260.5 | 0 | 46.09 | -160.28 | 0.01 | -0.01 | 190.25 | -26.49 | 33.91 | -37.09
201i | -0.03 | 0 | 0 | 0.05 | -0.03 | -0.22 | 0 | -0.16 | -0.27 | -0.07 | 0 | 0 | 0 | 0 | 0 |  |  |  |  | 0 | 0 | 0 | -258.48 | 46.09 | -160.28
201j | -1.89 | 0 | -8.84 | -1.27 | -1.15 | -7.2 | 0 | -32.34 | -4.7 | -4.31 | 0 | 0 | -0.9 | -15.89 | 0.72 |  |  |  |  | 0 | -142.16 | 0 | -258.48 | 46.09 | -160.28
202i | -1.92 | 0 | -8.81 | -1.22 | -1.17 | 670.9 | 0.8 | 1427.7 | 327.72 | 288.82 | -2.92 | 0 | -31.25 | 243.51 | -26.88 |  |  |  |  | 0.03 | -142.16 | 1215.58 | -66.89 | 1048.95 | -536.24
202j | 1731.43 | 2.12 | 3569.1 | 838.98 | 737.09 | 637.28 | 0.8 | 1272.62 | 306.39 | 268.36 | -2.92 | 0 | -35.59 | 166.93 | -23.41 |  |  |  |  | 3052.93 | -232.67 | 1133.22 | -77.16 | 1035.59 | -948.48
203i | 1731.4 | 2.12 | 3569.19 | 838.97 | 737.09 | 637.31 | 0.8 | 1272.61 | 306.39 | 268.35 | -2.92 | 0 | -35.59 | 166.93 | -23.41 |  |  |  |  | 3052.93 | -232.67 | 1133.22 | -77.16 | 1035.59 | -948.48
203j | 3983.79 | 5.08 | 8032.83 | 1917.51 | 1677.14 | 580.22 | 0.8 | 1140.15 | 276.6 | 239.79 | -2.92 | 0 | -32.56 | 60 | -18.57 |  |  |  |  | 6811.79 | -426.67 | 1032.82 | -125.94 | 1025.12 | -953.81
204i | 3983.78 | 5.08 | 8032.86 | 1917.52 | 1677.15 | 565.27 | 0.8 | 1070.69 | 255.38 | 227.19 | -2.93 | 0 | -20.57 | 254.75 | -22.38 |  |  |  |  | 6811.8 | -426.67 | 1008.86 | -109.76 | 1105.53 | -1019
204j | 6617.28 | 9.11 | 12938.83 | 3093.79 | 2716.59 | 488.12 | 0.8 | 891.69 | 215.13 | 188.59 | -2.93 | 0 | -16.47 | 110.25 | -15.83 |  |  |  |  | 10915.33 | -759.26 | 885.54 | -182.9 | 1091.09 | -1026.21
205i | 6617.25 | 9.11 | 12938.77 | 3093.79 | 2716.57 | 488.15 | 0.8 | 891.72 | 215.13 | 188.6 | -2.93 | 0 | -16.47 | 110.25 | -15.83 |  |  |  |  | 10915.33 | -759.26 | 885.54 | -182.9 | 1091.09 | -1026.21
205j | 8810.47 | 13.13 | 16949.81 | 4068.84 | 3563.04 | 389.14 | 0.8 | 712.72 | 174.88 | 150 | -2.93 | 0 | -12.37 | -34.25 | -9.28 |  |  |  |  | 14208.08 | -1091.95 | 783.4 | -277.99 | 1082.16 | -1033.42
206i | 8810.47 | 13.13 | 16949.76 | 4068.83 | 3563.05 | 370.16 | 0.81 | 631.28 | 150.31 | 135.09 | -1 | 0 | -6.68 | 193.15 | -13.43 |  |  |  |  | 14208.08 | -1091.95 | 758.34 | -221.05 | 849.35 | -792.14
206j | 10413.74 | 17.16 | 19658.66 | 4719.75 | 4141.98 | 271.15 | 0.81 | 452.28 | 110.06 | 96.49 | -1 | 0 | -2.58 | 48.65 | -6.88 |  |  |  |  | 16441.74 | -1424.81 | 652.8 | -302.17 | 834.77 | -799.35
207i | 10413.79 | 17.16 | 19658.7 | 4719.75 | 4141.99 | 271.16 | 0.81 | 452.27 | 110.06 | 96.51 | -1 | 0 | -2.58 | 48.65 | -6.88 |  |  |  |  | 16441.74 | -1424.81 | 652.8 | -302.17 | 834.77 | -799.35
207j | 11491.77 | 21.18 | 21472.55 | 5169.42 | 4528.03 | 160.03 | 0.81 | 273.27 | 69.81 | 57.91 | -1 | 0 | 1.52 | -95.85 | -0.33 |  |  |  |  | 18066.84 | -1759.07 | 563.48 | -399.55 | 824.68 | -806.56
208i | 11491.81 | 21.18 | 21472.52 | 5169.42 | 4528.01 | 139.72 | 0.8 | 187.22 | 44.54 | 42.61 | 2.04 | 0 | 11.49 | 144.06 | -5.48 |  |  |  |  | 18066.84 | -1759.07 | 552.12 | -352.16 | 617.17 | -639.06
208j | 11912.59 | 25.2 | 21961.15 | 5291.5 | 4644.58 | 28.59 | 0.8 | 8.22 | 4.29 | 4.01 | 2.04 | 0 | 15.59 | -0.44 | 1.07 |  |  |  |  | 18634.92 | -2093.64 | 454 | -439.91 | 597.51 | -644.41
209i | 11912.54 | 25.2 | 21961.12 | 5291.49 | 4644.58 | 28.63 | 0.8 | 8.18 | 4.3 | 4.02 | 2.04 | 0 | 15.59 | -0.44 | 1.07 |  |  |  |  | 18634.92 | -2093.64 | 454 | -439.91 | 597.51 | -644.41
209j | 11777.89 | 29.22 | 21554.55 | 5212.35 | 4568.2 | -82.49 | 0.8 | -170.82 | -35.95 | -34.58 | 2.04 | 0 | 19.69 | -144.94 | 7.62 |  |  |  |  | 18650.67 | -2428.21 | 372.08 | -541.59 | 597.43 | -653.11
210i | 11777.86 | 29.22 | 21554.7 | 5212.36 | 4568.2 | -98.1 | 0.81 | -227.94 | -53.22 | -45.02 | -0.67 | 0 | -2.94 | 82.43 | -4.79 |  |  |  |  | 18650.66 | -2428.21 | 403.4 | -544.74 | 635.22 | -615.59
210j | 11009.55 | 33.24 | 19967.47 | 4845.65 | 4246.58 | -209.22 | 0.81 | -406.94 | -93.47 | -83.62 | -0.67 | 0 | 1.16 | -62.07 | 1.76 |  |  |  |  | 17828.85 | -2762.13 | 317.18 | -641.21 | 629.35 | -616.94
211i | 11009.61 | 33.24 | 19967.63 | 4845.64 | 4246.6 | -226.98 | 0.8 | -468.18 | -110.87 | -94.22 | -0.19 | 0.01 | -15.33 | 166.74 | -10.57 |  |  |  |  | 17828.85 | -2762.13 | 352.69 | -643.48 | 729.69 | -684.06
211j | 9596.86 | 37.23 | 17179.2 | 4190.69 | 3679 | -338.11 | 0.8 | -647.18 | -151.12 | -132.82 | -0.19 | 0.01 | -11.23 | 22.24 | -4.02 |  |  |  |  | 16156.43 | -3094.26 | 262.55 | -735.21 | 722.48 | -694.87
212i | 9596.83 | 37.23 | 17179.19 | 4190.66 | 3679.02 | -338.1 | 0.8 | -647.16 | -151.14 | -132.83 | -0.19 | 0.01 | -11.23 | 22.24 | -4.02 |  |  |  |  | 16156.43 | -3094.26 | 262.55 | -735.21 | 722.48 | -694.87
212j | 7667.05 | 41.23 | 13495.88 | 3334.36 | 2918.37 | -433.82 | 0.8 | -826.16 | -191.39 | -171.43 | -0.19 | 0.01 | -7.13 | -122.26 | 2.53 |  |  |  |  | 13989.09 | -3426.38 | 189.45 | -841.58 | 715.27 | -713.71
213i | 7667.02 | 41.22 | 13495.88 | 3334.39 | 2918.37 | -451.1 | 0.79 | -905.69 | -216.37 | -186.4 | -0.69 | 0.02 | -6.16 | 123.31 | -3.92 |  |  |  |  | 13989.08 | -3426.38 | 251.53 | -870.41 | 852.79 | -884.13
213j | 5180.6 | 45.2 | 8519.93 | 2151.88 | 1889.87 | -543.46 | 0.79 | -1084.69 | -256.62 | -225 | -0.69 | 0.02 | -2.06 | -21.19 | 2.63 |  |  |  |  | 10897.11 | -3757.44 | 173.19 | -967.84 | 845.58 | -894.59
214i | 5180.68 | 45.2 | 8519.92 | 2151.88 | 1889.86 | -543.49 | 0.79 | -1084.65 | -256.61 | -225.01 | -0.69 | 0.02 | -2.06 | -21.19 | 2.63 |  |  |  |  | 10897.11 | -3757.44 | 173.19 | -967.84 | 845.58 | -894.59
214j | 2232.33 | 49.17 | 2649.13 | 768.19 | 668.3 | -635.84 | 0.79 | -1263.65 | -296.86 | -263.61 | -0.69 | 0.02 | 2.04 | -165.69 | 9.18 |  |  |  |  | 7461.05 | -4121.78 | 111.12 | -1078.81 | 838.37 | -909.88
215i | 2232.38 | 49.17 | 2649.12 | 768.17 | 668.3 | -654.26 | 0.79 | -1344.64 | -320.85 | -278.14 | -0.2 | 0.05 | 2.78 | 73.31 | 2.64 |  |  |  |  | 7461.05 | -4121.78 | 197.05 | -1115.26 | 1085.85 | -1097.21
215j | -1220.6 | 53.15 | -4521.58 | -936.69 | -818.92 | -726.93 | 0.79 | -1523.64 | -361.1 | -316.74 | -0.2 | 0.05 | 6.88 | -71.19 | 9.19 |  |  |  |  | 4168.96 | -5438.58 | 132.12 | -1218.23 | 1078.64 | -1100.96
216i | -1220.62 | 53.15 | -4521.57 | -936.68 | -818.93 | -726.94 | 0.79 | -1523.62 | -361.1 | -316.75 | -0.2 | 0.05 | 6.88 | -71.19 | 9.19 |  |  |  |  | 4168.96 | -5438.58 | 132.12 | -1218.23 | 1078.64 | -1100.96
216j | -5066.53 | 57.12 | -12587.15 | -2842.79 | -2499.18 | -811.42 | 0.79 | -1702.62 | -401.35 | -355.35 | -0.2 | 0.05 | 10.98 | -215.69 | 15.74 |  |  |  |  | 2079.18 | -8137.56 | 81.46 | -1332.23 | 1071.43 | -1116.16
217i | -5066.53 | 57.12 | -12587.2 | -2842.79 | -2499.19 | -836.11 | 1.05 | -1797.57 | -426.93 | -370.98 | 9.61 | -0.23 | 45.32 | 8.65 | 13.15 |  |  |  |  | 2079.19 | -8137.57 | 161.49 | -1381.34 | 1228.88 | -1259.92
217j | -9508.76 | -122.96 | -22022.56 | -5078.07 | -4450.58 | -940.77 | -77.82 | -1976.57 | -467.18 | -409.58 | 9.61 | -0.23 | 49.42 | -135.85 | 19.7 |  |  |  |  | 630.33 | -13419.36 | 118.42 | -1496.11 | 1221.68 | -1259.92
218i | -9508.75 | -122.96 | -22022.66 | -5078.1 | -4450.58 | -940.77 | -77.82 | -1976.56 | -467.17 | -409.6 | 9.61 | -0.23 | 49.42 | -135.85 | 19.7 |  |  |  |  | 630.33 | -13419.36 | 118.42 | -1496.11 | 1221.68 | -1259.92
218j | -12983.01 | -522.68 | -29159.81 | -6762.51 | -5931.43 | -1044.5 | -154.39 | -2101.86 | -495.35 | -436.62 | 9.61 | -0.23 | 52.29 | -237 | 24.28 |  |  |  |  | 185.98 | -17772.28 | 98.72 | -1582.16 | 1216.67 | -1264.09
219i | -12983 | -522.68 | -29159.87 | -6762.48 | -5931.39 | -1044.47 | -154.39 | -2101.92 | -495.41 | -436.64 | 9.61 | -0.23 | 52.29 | -237 | 24.28 |  |  |  |  | 185.98 | -17772.28 | 98.72 | -1582.16 | 1216.67 | -1264.09
219j | -14583.37 | -782.53 | -32353.02 | -7514.67 | -6595.03 | -1089.26 | -192.08 | -2155.62 | -507.48 | -448.22 | 9.61 | -0.23 | 53.52 | -280.35 | 26.25 |  |  |  |  | 96.43 | -19772.71 | 97.53 | -1620.19 | 1215.55 | -1268.42
220i | -14583.28 | -782.53 | -32353.06 | -7514.51 | -6595.01 | 818.55 | 190.84 | 1710.28 | 399.81 | 353.82 | -7.99 | 0.22 | -50.55 | 266.55 | -24.2 |  |  |  |  | 102.4 | -19771.15 | 1336.22 | -46.45 | 1036.51 | -975.63
220j | -13389.08 | -524.54 | -29827.91 | -6923.88 | -6073 | 773.76 | 153.15 | 1656.58 | 387.73 | 342.24 | -7.99 | 0.22 | -49.32 | 223.2 | -22.23 |  |  |  |  | 335.19 | -18524.78 | 1294.58 | -49.59 | 1035.44 | -976.72
221i | -13389.03 | -524.54 | -29827.96 | -6923.87 | -6072.99 | 773.83 | 153.15 | 1656.52 | 387.75 | 342.22 | -7.99 | 0.22 | -49.32 | 223.2 | -22.23 |  |  |  |  | 335.19 | -18524.78 | 1294.58 | -49.59 | 1035.44 | -976.72
221j | -10862.15 | -128.23 | -24249.48 | -5616.04 | -4922.5 | 670.11 | 77.37 | 1531.22 | 359.58 | 315.2 | -7.99 | 0.22 | -46.45 | 122.05 | -17.65 |  |  |  |  | 1418.68 | -16035.04 | 1200.34 | -74.43 | 1035.38 | -981.71
222i | -10862.16 | -128.23 | -24249.5 | -5616.05 | -4922.5 | 670.09 | 77.37 | 1531.22 | 359.57 | 315.2 | -7.99 | 0.22 | -46.45 | 122.05 | -17.65 |  |  |  |  | 1418.68 | -16035.04 | 1200.34 | -74.43 | 1035.38 | -981.71
222j | -7787.66 | 49.59 | -17040.88 | -3918.83 | -3442.97 | 559.71 | -1.5 | 1352.22 | 319.32 | 276.6 | -7.99 | 0.22 | -42.35 | -22.45 | -11.1 |  |  |  |  | 4031.38 | -13409.31 | 1074.58 | -127.5 | 1035.38 | -988.92
223i | -7787.64 | 49.59 | -17040.9 | -3918.83 | -3442.97 | 538.45 | -1.26 | 1264.21 | 294.25 | 261.4 | -2 | -0.05 | -15.95 | 198.15 | -13.9 |  |  |  |  | 4031.38 | -13409.31 | 1020.05 | -77.88 | 709.96 | -660.86
223j | -5346.42 | 43.3 | -11167.36 | -2548.21 | -2232.49 | 438.04 | -1.26 | 1085.21 | 254 | 222.8 | -2 | -0.05 | -11.85 | 53.65 | -7.35 |  |  |  |  | 6352.7 | -11535.7 | 896.87 | -143.23 | 695.14 | -668.07
224i | -5346.42 | 43.3 | -11167.35 | -2548.21 | -2232.49 | 438.05 | -1.26 | 1085.21 | 254 | 222.8 | -2 | -0.05 | -11.85 | 53.65 | -7.36 |  |  |  |  | 6352.7 | -11535.7 | 896.87 | -143.23 | 695.14 | -668.07
224j | -3359.74 | 37.01 | -6188.78 | -1378.86 | -1215.01 | 356.62 | -1.26 | 906.22 | 213.75 | 184.2 | -2 | -0.05 | -7.75 | -90.85 | -0.81 |  |  |  |  | 8258.8 | -9806.04 | 785.77 | -227.77 | 694.64 | -686.88
225i | -3359.74 | 37.01 | -6188.77 | -1378.86 | -1215.01 | 335.08 | -1.27 | 817.96 | 188.94 | 169.04 | 0.97 | -0.01 | -1.17 | 141.93 | -5.44 |  |  |  |  | 8258.8 | -9806.04 | 758 | -192.1 | 429.28 | -290.18
225j | -1865.99 | 30.67 | -2546.5 | -534.78 | -466.32 | 262.42 | -1.27 | 638.96 | 148.69 | 130.44 | 0.97 | -0.01 | 2.93 | -2.57 | 1.11 |  |  |  |  | 9072.02 | -8125.96 | 639.65 | -272.88 | 359.79 | -326.24
226i | -1865.98 | 30.67 | -2546.48 | -534.78 | -466.31 | 262.42 | -1.27 | 638.96 | 148.69 | 130.44 | 0.97 | -0.01 | 2.93 | -2.57 | 1.11 |  |  |  |  | 9072.02 | -8125.96 | 639.65 | -272.88 | 359.79 | -326.24
226j | -735.54 | 24.33 | 200.81 | 108.05 | 89.39 | 189.75 | -1.27 | 459.96 | 108.44 | 91.84 | 0.97 | -0.01 | 7.03 | -147.07 | 7.66 |  |  |  |  | 9290.63 | -6449.87 | 537.66 | -375.85 | 332.06 | -406.03
227i | -735.55 | 24.33 | 200.81 | 108.05 | 89.39 | 171.05 | -1.26 | 383.14 | 84.89 | 77.64 | 1.29 | -0.01 | 1.08 | 83.12 | 1.81 |  |  |  |  | 9290.62 | -6449.86 | 591.86 | -391.45 | 502.43 | -444.71
227j | -40.26 | 18.05 | 1669.01 | 431.86 | 381.09 | 107.07 | -1.26 | 204.14 | 44.64 | 39.04 | 1.29 | -0.01 | 5.18 | -61.38 | 8.36 |  |  |  |  | 8328.86 | -4784.77 | 480.45 | -489.35 | 430.15 | -447.49
228i | -40.26 | 18.05 | 1669 | 431.86 | 381.09 | 107.07 | -1.26 | 204.14 | 44.64 | 39.04 | 1.29 | -0.01 | 5.18 | -61.38 | 8.36 |  |  |  |  | 8328.86 | -4784.77 | 480.45 | -489.35 | 430.15 | -447.49
228j | 335.14 | 11.76 | 2242.18 | 554.42 | 479.8 | 43.09 | -1.26 | 25.14 | 4.39 | 0.44 | 1.29 | -0.01 | 9.28 | -205.88 | 14.91 |  |  |  |  | 6607.87 | -3119.67 | 381.75 | -611.36 | 415.68 | -478.22
229i | 335.14 | 11.76 | 2242.18 | 554.42 | 479.8 | 23.74 | -1.26 | -62.32 | -21.59 | -15.16 | 4.94 | -0.01 | 29.13 | 10.81 | 13.59 |  |  |  |  | 6607.87 | -3119.67 | 419.3 | -648.27 | 618 | -652.4
229j | 220.92 | 3.64 | 1089.69 | 246.28 | 220.12 | -59.05 | -1.26 | -293.94 | -73.67 | -65.11 | 4.94 | -0.01 | 34.44 | -176.17 | 22.07 |  |  |  |  | 2460.85 | -967.07 | 335.82 | -828.59 | 601.87 | -662.38
230i | 220.91 | 3.64 | 1089.69 | 246.28 | 220.12 | -59.05 | -1.26 | -293.94 | -73.67 | -65.11 | 4.94 | -0.01 | 34.44 | -176.17 | 22.07 |  |  |  |  | 2460.85 | -967.07 | 335.82 | -828.59 | 601.87 | -662.38
230j | -1.85 | 0 | -8.83 | -1.21 | -1.16 | -94.58 | -1.26 | -463.65 | -97.01 | -87.5 | 4.94 | -0.01 | 29.68 | -259.98 | 25.87 |  |  |  |  | -2 | -142.16 | 332.77 | -928.88 | 598.21 | -2.07
231i | -1.86 | 0 | -8.85 | -1.22 | -1.17 | 6.76 | 0 | 32.18 | 4.43 | 4.25 | 0 | 0 | 0.9 | 15.9 | -0.72 |  |  |  |  | 0 | -142.16 | 258.48 | 0 | 160.28 | -46.09
231j | 0 | 0 | -0.01 | 0 | 0 | 0.02 | 0 | 0 | 0 | 0 | 0 | 0 | 0 | 0 | 0 |  |  |  |  | 0 | 0 | 258.48 | 0 | 160.28 | -46.09

## Info
Fy of Material
1. 교 량 제 원 | [11 empty] | 16 | 16-40 | 40-75 | 75-100 | >100
[11 empty] | SS235 | 235 | 225 | 205 | 205 | 195
[11 empty] | SS275 | 275 | 265 | 245 | 245 | 235
[11 empty] | SM275 | 275 | 265 | 255 | 245 | 235
[11 empty] | SMA275 | 275 | 265 | 255 | 245 | 235
[11 empty] | SM355 | 355 | 345 | 335 | 325 | 305
2. 사 용 재 료 | [10 empty] | SMA355 | 355 | 345 | 335 | 325 | 305
[11 empty] | SM420 | 420 | 410 | 400 | 390 | 380
| 강재 | [9 empty] | SM460 | 460 | 450 | 430 | 420
|  | 주부재: | [8 empty] | SMA460 | 460 | 450 | 430 | 420
|  |  | Flanges |  | HSB380 | [5 empty] | HSB380 | 380 | 380 | 380 | 380
|  |  | Web |  | SM355 | [5 empty] | HSB460 | 460 | 460 | 460 | 460
|  | 강재 탄성계수 |  |  | E | = | 210000 |  |  | MPa | HSB690 | 690 | 690 | 690 | 690
|  | 강재 전단탄성계수 |  |  | G | = | 81000 |  |  | MPa
바닥판 콘크리트
|  | 콘크리트 기준압축강도 |  |  | fck | = |  | 35 |  | Mpa | fck | fcm
[5 empty] | fcm | = |  | 39 |  | MPa | 18 | 22
|  | 콘크리트 탄성계수 |  |  | Ec | = | 32640.4101 |  |  | Mpa | 21 | 25
[11 empty] | 24 | 28
| 내부 콘크리트 | [9 empty] | 27 | 31
|  | 콘크리트 기준압축강도 |  |  | fck | = |  | 50 |  | Mpa | 30 | 34
[5 empty] | fcm | = |  | 56 |  | MPa | 35 | 39
|  | 콘크리트 탄성계수 |  |  | Ec | = | 36823.9253 |  |  | Mpa | 40 | 44
[11 empty] | 50 | 56
| 철근 | [9 empty] | 60 | 66
[5 empty] | Fy | = | 400 |  |  | Mpa | 70 | 76
|  | 철근 탄성계수 |  |  | E | = | 200000 |  |  | Mpa | 80 | 86
[11 empty] | 90 | 96
10. Unit in the sheets
|  |  |  | · Length, dimension, radius |  |  | = |  | mm
|  |  |  | · Area |  |  | = |  | mm2
|  |  |  | · 단면계수 |  |  | = |  | mm3 , mm4
|  |  |  | · 강도, 응력 |  |  | = |  | MPa
|  |  |  | · Force, shear, load |  |  | = |  | kN
|  |  |  | · Moment, torsion |  |  | = |  | kN∙m
|  |  |  | · Uniformly load |  |  | = |  | kN/m

## Notation
기호 |  | Descriptions
(Δf) | = | 하중효과, 즉 피로설계하중 통과 시 발생되는 활하중 응력범위
(ΔF)CL | = | 무한수명 공칭피로강도
(ΔF)n | = | 공칭피로강도
(ΔF)TH | = | 일정진폭 피로한계값
a | = | 자간 중앙에서의 안접 박스 간 플랜지의 중심간격
A0 | = | 박스거더 단면의 폐합단면적
Abot | = | Bottom concrete area
Afn | = | 플랜지 단면적과 Dn 방향에 위치한 플랜지 덮개판 면적의 합
B | = | 내부 con'c depth (소성모멘트 산정)
b | = | 난간이나 연석을 포함한 바닥판의 내민부
bb | = | Bottom flange 폭
bbot | = | Bottom flange 폭
bbot | = | 내부 bot con'c 평균 넓이
bc | = | Compression flange 폭
bt | = | Tension flange 폭
bt | = | Top flange 폭
btop | = | Top flange 폭
Cb | = | 모멘트 보정계수
Cr1/2/3 | = | Distance from bottom of bottom concrete to the centerline of 1/2/3 layer rebar
Crt, Crb | = | Distance from top deck slab to top the centerline of top / bottom layer rebar
cbot | = | Cantilever of bottom flange
ctop | = | Cantilever top flange
D | = | Web depth
Dw | = | Web depth
d0 | = | 수직보강재 간격
Dc | = | 압축력을 받는 웨브높이
DC1 | = | 강재 자중
DC2 | = | 내부콘크리트
DC3 | = | 슬래브 자중
DC4 | = | 난간 방호벽
Dcp | = | 소성모멘트 상태에서의 압축력을 받는 웨브높이
Dn | = | 단면의 탄성중립축으로 부터 양플린지 안쪽 면까지의 거리 중 큰값
Dp | = | 소성모멘트 상태어세 콘크리트 바닥판의 상단에서나 내부 con'c 하단에서 중립축까지의 거리
ds | = | 수평보강재 중심선과 압축플랜지 안쪽면사이의 거리
ds1 | = | distance from highest 보강재 to inner surface of top flange
ds2 | = | distance from lowest 보강재 to inner surface of bottom flange
Dt | = | 합성단면의 전체 높이
DW | = | 포장 및 설비하중
fbu | = | 종방향 뒴을 고려하지 않고 계산된 고려 중인 단면의 계수하중에 의한 종항향 플랜지 응력
fc | = | 설계하중에 의한 압축플랜지 응력
fc | = | 플랜지 횡방향 휨을 고려하지 않은 사용한계상태조합에 의한 단면의 압축플랜지 응력
fck | = | 콕크리트의 설계기준 압축응력
Fcr | = | 임계 좌굴응력
Fcrw | = | 웨브의 공칭휨좌굴강도
fℓ | = | 플랜지의 횡방향 휨응력
fℓ1 | = | 고려 대상 단면에서 1차 압축플랜지 횡방향 휨응력 또는 비지기길이에 걸친 압축플랜지의 최대 1차 횡방향 휨응력
Fnc | = | 압축플랜지의 공칭휨강도
Fnt | = | 인장플랜지의 공칭휨강도
fs | = | 부모멘트 인장철근 응력
Fu | = | 강재의 최소인장강도
Fw | = | 용접 모재의 인장강도
Fy | = | 항복강도
Fyc | = | 압축플래지의 최소항복강도
Fyf | = | 플래지의 최소항복강도
Fyt | = | 인장플래지의 최소항복강도
Fyw | = | web의 최소항복강도
Hsb | = | Bottom Rib Depth
Hst | = | Top Rib Depth
Hw | = | Depth of web along the slope
Is | = | 종리브 단면2차모멘트
Lb | = | 비지지걸이
Mlc | = | Flange lateral bending moment due to curvature
Mlf | = | Flange lateral bending moment due to deck overhang forms load
Mlo | = | Flange lateral bending moment due to deck overhang wet concrete load
Mlw | = | Flange lateral bending moment due to horizontal component of shear in web
Mp | = | 소성모멘트
My | = | 항복모멘트
n | = | 등간격인 종방향보강재의 수
n | = | Ratio of Steel and Concrete Modulus of Elatiscity
NCL | = | 무한수명 응력험위에 해당하는 응력법위 반복횟수
nt | = | Top flange 개수
NTH | = | 일정진폭 피로한계값에 해당하는 응력범위 반복횟수
Pbot | = | Force in bottom concrete (소성모멘트 산정)
Pc | = | Force in compression flange (소성모멘트 산정)
Prb | = | Force in bottom layer of rebar (소성모멘트 산정)
Prt | = | Force in top layer of rebar (소성모멘트 산정)
Ps | = | Force in deck slab (소성모멘트 산정)
Psb | = | Force in Bottom rib (소성모멘트 산정)
Pst | = | Force in top rib (소성모멘트 산정)
Pt | = | Force in tension flange (소성모멘트 산정)
Pw | = | Force in web (소성모멘트 산정)
Rb | = | 플랜지 응력검토 계수
Rh | = | 플랜지 응력검토 계수
rt | = | Effective radius of gyration for lateral torsional buckling
S | = | 웨브의 경사도
Sl | = | Section modulus of top flange about a vertical axis through the web
T | = | 계수하중에 의한 내부토크
tbot | = | Bottom flange 두께
tc | = | Compression flange 두께
ts | = | Deck slab thickness
tsb | = | Bottom Depth Thickness
tst | = | Top Rib Thickness
tt | = | Tension flange 두께
tt | = | Top flange 두께
ttop | = | Top flange 두께
tw | = | Web 두께
Vcr | = | 전단좌굴강도
w | = | 압축플랜지의 종방향보강재 폭 또는 웨브로부터 가장 가까운 종방향보강재까지의 거리 중 큰 값
w | = | 같이 각 박스단면의 플랜지 중심간격
θ | = | 연직축에 대한 웨브의 경사각
Hst
Hsb
tb, tfc, tc
Dcp, Dp
bb, bc, bfc, bbot
Hc
Plastic Neutral axis
bt, bft, btop
Negative
bt,bft
Elastic Neutral axis
Dc
ds
w w
Dc
Hsb
tt, tc, tfc
Dw
tb,tft, tt
bb, bt, bft, bbot
1
S
Elastic Neutral axis
ts
th
bs, beff
bh
Dt
θ
bt, bc, bfc, btop
Positive
Hw
b
w
a
YU
YL
Plastic Neutral axis
Dcp
Dp
ds
cbot
ctop

## Section
| 5 | 단면계수 산정
5.1. 유호폭 계산
① 내측거더의 유효폭
아래 산정 값들 중 가장 작은 값
- 등가지간장의 ¼
- 슬래브 평균두께의 12배 + Max(복부 두께, 주거더 상부플랜지폭의 ½)
- 인접한 보 사이의 평균 간격
0.25Leff
|  |  |  | beff(내측) = MIN | 12ts + max(tw , 0.5bf)
average(a , w)
② 외측거더의 유효폭
인접한 내측거더 유효폭의 절반과 아래 산정 값들 중 최소값의 합
- 등가지간장의 ⅛
- 슬래브 평균두께의 6배 + Max(복부 두께, 주거더 상부플랜지폭의 ¼)
- 내민부분(overhang)의 폭
0.125Leff
[6 empty] | beff(외측) = 0.5beff(내측) + MIN | 6ts + max(0.5tw , 0.25bf)
b (overhang)
■ | 개구단면
| → | 내측거더의 유효폭 |  |  | = 2 * beff(내측)
|  | 외측거더의 유효폭 |  |  | = beff(내측) + beff(외측)
■ | 폐합단면
0.25Leff
| → | 내측거더의 유효폭 |  |  | = MIN | 12ts + max(w , 0.5bf)
average(a1 + w/2 , a2 + w/2)
0.125Leff
| → | 외측거더의 유효폭 |  |  |  | = beff(내측) / 2 + MIN | 6ts + max(0.5w , 0.25bf)
b + w/2
Table 5.1.1. Calculation of effective width
| Node | Effective | ts | tw | bf | aL | w | aR | beff | beff | Beff
|  | Span | [6 empty] | Left | Right
| 101i | 65.08 | 290 | 12 | 500 | 1175 | 2350 | 1925 | 2725 | 3100 | 5450
| 101j | 65.08 | 290 | 12 | 500 | 1175 | 2350 | 1925 | 2725 | 3100 | 5450
| 102i | 65.08 | 290 | 12 | 500 | 1175 | 2350 | 1925 | 2725 | 3100 | 5450
| 102j | 65.08 | 290 | 12 | 500 | 1175 | 2350 | 1925 | 2725 | 3100 | 5450
| 103i | 65.08 | 290 | 12 | 500 | 1200 | 2400 | 1900 | 2750 | 3100 | 5500
| 103j | 65.08 | 290 | 12 | 500 | 1200 | 2400 | 1900 | 2750 | 3100 | 5500
| 104i | 65.08 | 290 | 12 | 500 | 1200 | 2400 | 1900 | 2750 | 3100 | 5500
| 104j | 65.08 | 290 | 12 | 500 | 1200 | 2400 | 1900 | 2750 | 3100 | 5500
| 105i | 65.08 | 290 | 12 | 500 | 1200 | 2400 | 1900 | 2750 | 3100 | 5500
| 105j | 65.08 | 290 | 12 | 500 | 1200 | 2400 | 1900 | 2750 | 3100 | 5500
| 106i | 65.08 | 290 | 12 | 500 | 1200 | 2400 | 1900 | 2750 | 3100 | 5500
| 106j | 65.08 | 290 | 12 | 500 | 1200 | 2400 | 1900 | 2750 | 3100 | 5500
| 107i | 65.08 | 290 | 12 | 600 | 1200 | 2400 | 1900 | 2750 | 3100 | 5500
| 107j | 65.08 | 290 | 12 | 600 | 1200 | 2400 | 1900 | 2750 | 3100 | 5500
| 108i | 65.08 | 290 | 12 | 600 | 1200 | 2400 | 1900 | 2750 | 3100 | 5500
| 108j | 65.08 | 290 | 12 | 600 | 1200 | 2400 | 1900 | 2750 | 3100 | 5500
| 109i | 65.08 | 290 | 12 | 600 | 1200 | 2400 | 1900 | 2750 | 3100 | 5500
| 109j | 65.08 | 290 | 12 | 600 | 1200 | 2400 | 1900 | 2750 | 3100 | 5500
| 110i | 65.08 | 290 | 12 | 600 | 1200 | 2400 | 1900 | 2750 | 3100 | 5500
| 110j | 65.08 | 290 | 12 | 600 | 1200 | 2400 | 1900 | 2750 | 3100 | 5500
| 111i | 65.08 | 290 | 12 | 600 | 1200 | 2400 | 1900 | 2750 | 3100 | 5500
| 111j | 65.08 | 290 | 12 | 600 | 1200 | 2400 | 1900 | 2750 | 3100 | 5500
| 112i | 65.08 | 290 | 12 | 500 | 1200 | 2400 | 1900 | 2750 | 3100 | 5500
| 112j | 65.08 | 290 | 12 | 500 | 1200 | 2400 | 1900 | 2750 | 3100 | 5500
| 113i | 65.08 | 290 | 12 | 500 | 1200 | 2400 | 1900 | 2750 | 3100 | 5500
| 113j | 65.08 | 290 | 12 | 500 | 1200 | 2400 | 1900 | 2750 | 3100 | 5500
| 114i | 65.08 | 290 | 12 | 500 | 1200 | 2400 | 1900 | 2750 | 3100 | 5500
| 114j | 65.08 | 290 | 12 | 500 | 1200 | 2400 | 1900 | 2750 | 3100 | 5500
| 115i | 65.08 | 290 | 12 | 500 | 1200 | 2400 | 1900 | 2750 | 3100 | 5500
| 115j | 26.144 | 290 | 12 | 500 | 1200 | 2400 | 1900 | 2750 | 3100 | 5500
| 116i | 26.144 | 290 | 12 | 600 | 1200 | 2400 | 1900 | 2750 | 3100 | 5500
| 116j | 26.144 | 290 | 12 | 600 | 1200 | 2400 | 1900 | 2750 | 3100 | 5500
| 117i | 26.144 | 290 | 12 | 800 | 1200 | 2400 | 1900 | 2750 | 3100 | 5500
| 117j | 26.144 | 290 | 12 | 800 | 1200 | 2400 | 1900 | 2750 | 3100 | 5500
| 118i | 26.144 | 290 | 14 | 2900 | 1150 | 2400 | 1900 | 2700 | 3100 | 5450
| 118j | 26.144 | 290 | 14 | 2900 | 1150 | 2400 | 1900 | 2700 | 3100 | 5450
| 119i | 26.144 | 290 | 14 | 2900 | 1150 | 2400 | 1900 | 2700 | 3100 | 5450
| 119j | 26.144 | 290 | 14 | 2900 | 1150 | 2400 | 1900 | 2700 | 3100 | 5450
| 120i | 26.144 | 290 | 14 | 2900 | 1150 | 2400 | 1900 | 2700 | 3100 | 5450
| 120j | 26.144 | 290 | 14 | 2900 | 1150 | 2400 | 1900 | 2700 | 3100 | 5450
| 121i | 26.144 | 290 | 14 | 2900 | 1150 | 2400 | 1900 | 2700 | 3100 | 5450
| 121j | 26.144 | 290 | 14 | 2900 | 1150 | 2400 | 1900 | 2700 | 3100 | 5450
| 122i | 26.144 | 290 | 12 | 800 | 1200 | 2400 | 1900 | 2750 | 3100 | 5500
| 122j | 39.496 | 290 | 12 | 800 | 1200 | 2400 | 1900 | 2750 | 3100 | 5500
| 123i | 39.496 | 290 | 12 | 600 | 1200 | 2400 | 1900 | 2750 | 3100 | 5500
| 123j | 39.496 | 290 | 12 | 600 | 1200 | 2400 | 1900 | 2750 | 3100 | 5500
| 124i | 39.496 | 290 | 12 | 500 | 1200 | 2400 | 1900 | 2750 | 3100 | 5500
| 124j | 39.496 | 290 | 12 | 500 | 1200 | 2400 | 1900 | 2750 | 3100 | 5500
| 125i | 39.496 | 290 | 12 | 500 | 1200 | 2400 | 1900 | 2750 | 3100 | 5500
| 125j | 39.496 | 290 | 12 | 500 | 1200 | 2400 | 1900 | 2750 | 3100 | 5500
| 126i | 39.496 | 290 | 12 | 500 | 1200 | 2400 | 1900 | 2750 | 3100 | 5500
| 126j | 39.496 | 290 | 12 | 500 | 1200 | 2400 | 1900 | 2750 | 3100 | 5500
| 127i | 39.496 | 290 | 12 | 500 | 1200 | 2400 | 1900 | 2750 | 3100 | 5500
| 127j | 39.496 | 290 | 12 | 500 | 1200 | 2400 | 1900 | 2750 | 3100 | 5500
| 128i | 39.496 | 290 | 12 | 500 | 1200 | 2400 | 1900 | 2750 | 3100 | 5500
| 128j | 39.496 | 290 | 12 | 500 | 1200 | 2400 | 1900 | 2750 | 3100 | 5500
| 129i | 39.496 | 290 | 12 | 500 | 1200 | 2400 | 1900 | 2750 | 3100 | 5500
| 129j | 39.496 | 290 | 12 | 500 | 1200 | 2400 | 1900 | 2750 | 3100 | 5500
| 130i | 39.496 | 290 | 12 | 500 | 1175 | 2350 | 1925 | 2725 | 3100 | 5450
| 130j | 39.496 | 290 | 12 | 500 | 1175 | 2350 | 1925 | 2725 | 3100 | 5450
| 131i | 39.496 | 290 | 12 | 500 | 1175 | 2350 | 1925 | 2725 | 3100 | 5450
| 131j | 39.496 | 290 | 12 | 500 | 1175 | 2350 | 1925 | 2725 | 3100 | 5450
| 201i | 65.08 | 290 | 12 | 500 | 1175 | 2350 | 1925 | 2725 | 3100 | 5450
| 201j | 65.08 | 290 | 12 | 500 | 1175 | 2350 | 1925 | 2725 | 3100 | 5450
| 202i | 65.08 | 290 | 12 | 500 | 1175 | 2350 | 1925 | 2725 | 3100 | 5450
| 202j | 65.08 | 290 | 12 | 500 | 1175 | 2350 | 1925 | 2725 | 3100 | 5450
| 203i | 65.08 | 290 | 12 | 500 | 1200 | 2400 | 1900 | 2750 | 3100 | 5500
| 203j | 65.08 | 290 | 12 | 500 | 1200 | 2400 | 1900 | 2750 | 3100 | 5500
| 204i | 65.08 | 290 | 12 | 500 | 1200 | 2400 | 1900 | 2750 | 3100 | 5500
| 204j | 65.08 | 290 | 12 | 500 | 1200 | 2400 | 1900 | 2750 | 3100 | 5500
| 205i | 65.08 | 290 | 12 | 500 | 1200 | 2400 | 1900 | 2750 | 3100 | 5500
| 205j | 65.08 | 290 | 12 | 500 | 1200 | 2400 | 1900 | 2750 | 3100 | 5500
| 206i | 65.08 | 290 | 12 | 500 | 1200 | 2400 | 1900 | 2750 | 3100 | 5500
| 206j | 65.08 | 290 | 12 | 500 | 1200 | 2400 | 1900 | 2750 | 3100 | 5500
| 207i | 65.08 | 290 | 12 | 600 | 1200 | 2400 | 1900 | 2750 | 3100 | 5500
| 207j | 65.08 | 290 | 12 | 600 | 1200 | 2400 | 1900 | 2750 | 3100 | 5500
| 208i | 65.08 | 290 | 12 | 600 | 1200 | 2400 | 1900 | 2750 | 3100 | 5500
| 208j | 65.08 | 290 | 12 | 600 | 1200 | 2400 | 1900 | 2750 | 3100 | 5500
| 209i | 65.08 | 290 | 12 | 600 | 1200 | 2400 | 1900 | 2750 | 3100 | 5500
| 209j | 65.08 | 290 | 12 | 600 | 1200 | 2400 | 1900 | 2750 | 3100 | 5500
| 210i | 65.08 | 290 | 12 | 600 | 1200 | 2400 | 1900 | 2750 | 3100 | 5500
| 210j | 65.08 | 290 | 12 | 600 | 1200 | 2400 | 1900 | 2750 | 3100 | 5500
| 211i | 65.08 | 290 | 12 | 600 | 1200 | 2400 | 1900 | 2750 | 3100 | 5500
| 211j | 65.08 | 290 | 12 | 600 | 1200 | 2400 | 1900 | 2750 | 3100 | 5500
| 212i | 65.08 | 290 | 12 | 500 | 1200 | 2400 | 1900 | 2750 | 3100 | 5500
| 212j | 65.08 | 290 | 12 | 500 | 1200 | 2400 | 1900 | 2750 | 3100 | 5500
| 213i | 65.08 | 290 | 12 | 500 | 1200 | 2400 | 1900 | 2750 | 3100 | 5500
| 213j | 65.08 | 290 | 12 | 500 | 1200 | 2400 | 1900 | 2750 | 3100 | 5500
| 214i | 65.08 | 290 | 12 | 500 | 1200 | 2400 | 1900 | 2750 | 3100 | 5500
| 214j | 65.08 | 290 | 12 | 500 | 1200 | 2400 | 1900 | 2750 | 3100 | 5500
| 215i | 65.08 | 290 | 12 | 500 | 1200 | 2400 | 1900 | 2750 | 3100 | 5500
| 215j | 26.144 | 290 | 12 | 500 | 1200 | 2400 | 1900 | 2750 | 3100 | 5500
| 216i | 26.144 | 290 | 12 | 600 | 1200 | 2400 | 1900 | 2750 | 3100 | 5500
| 216j | 26.144 | 290 | 12 | 600 | 1200 | 2400 | 1900 | 2750 | 3100 | 5500
| 217i | 26.144 | 290 | 12 | 800 | 1200 | 2400 | 1900 | 2750 | 3100 | 5500
| 217j | 26.144 | 290 | 12 | 800 | 1200 | 2400 | 1900 | 2750 | 3100 | 5500
| 218i | 26.144 | 290 | 14 | 2900 | 1150 | 2400 | 1900 | 2700 | 3100 | 5450
| 218j | 26.144 | 290 | 14 | 2900 | 1150 | 2400 | 1900 | 2700 | 3100 | 5450
| 219i | 26.144 | 290 | 14 | 2900 | 1150 | 2400 | 1900 | 2700 | 3100 | 5450
| 219j | 26.144 | 290 | 14 | 2900 | 1150 | 2400 | 1900 | 2700 | 3100 | 5450
| 220i | 26.144 | 290 | 14 | 2900 | 1150 | 2400 | 1900 | 2700 | 3100 | 5450
| 220j | 26.144 | 290 | 14 | 2900 | 1150 | 2400 | 1900 | 2700 | 3100 | 5450
| 221i | 26.144 | 290 | 14 | 2900 | 1150 | 2400 | 1900 | 2700 | 3100 | 5450
| 221j | 26.144 | 290 | 14 | 2900 | 1150 | 2400 | 1900 | 2700 | 3100 | 5450
| 222i | 26.144 | 290 | 12 | 800 | 1200 | 2400 | 1900 | 2750 | 3100 | 5500
| 222j | 39.496 | 290 | 12 | 800 | 1200 | 2400 | 1900 | 2750 | 3100 | 5500
| 223i | 39.496 | 290 | 12 | 600 | 1200 | 2400 | 1900 | 2750 | 3100 | 5500
| 223j | 39.496 | 290 | 12 | 600 | 1200 | 2400 | 1900 | 2750 | 3100 | 5500
| 224i | 39.496 | 290 | 12 | 500 | 1200 | 2400 | 1900 | 2750 | 3100 | 5500
| 224j | 39.496 | 290 | 12 | 500 | 1200 | 2400 | 1900 | 2750 | 3100 | 5500
| 225i | 39.496 | 290 | 12 | 500 | 1200 | 2400 | 1900 | 2750 | 3100 | 5500
| 225j | 39.496 | 290 | 12 | 500 | 1200 | 2400 | 1900 | 2750 | 3100 | 5500
| 226i | 39.496 | 290 | 12 | 500 | 1200 | 2400 | 1900 | 2750 | 3100 | 5500
| 226j | 39.496 | 290 | 12 | 500 | 1200 | 2400 | 1900 | 2750 | 3100 | 5500
| 227i | 39.496 | 290 | 12 | 500 | 1200 | 2400 | 1900 | 2750 | 3100 | 5500
| 227j | 39.496 | 290 | 12 | 500 | 1200 | 2400 | 1900 | 2750 | 3100 | 5500
| 228i | 39.496 | 290 | 12 | 500 | 1200 | 2400 | 1900 | 2750 | 3100 | 5500
| 228j | 39.496 | 290 | 12 | 500 | 1200 | 2400 | 1900 | 2750 | 3100 | 5500
| 229i | 39.496 | 290 | 12 | 500 | 1200 | 2400 | 1900 | 2750 | 3100 | 5500
| 229j | 39.496 | 290 | 12 | 500 | 1200 | 2400 | 1900 | 2750 | 3100 | 5500
| 230i | 39.496 | 290 | 12 | 500 | 1175 | 2350 | 1925 | 2725 | 3100 | 5450
| 230j | 39.496 | 290 | 12 | 500 | 1175 | 2350 | 1925 | 2725 | 3100 | 5450
| 231i | 39.496 | 290 | 12 | 500 | 1175 | 2350 | 1925 | 2725 | 3100 | 5450
| 231j | 39.496 | 290 | 12 | 500 | 1175 | 2350 | 1925 | 2725 | 3100 | 5450
5.2. | 단면계수 산정
There are 5 type of girder section that are using for all stage of constructions
|  | ① Type 1: Steel girder only |  |  |  |  | ② Type 2: Steel girder + bottom concrete
|  | ③ Type 3: Steel girder + deckslab |  |  |  |  | ④ Type 4: Steel girder + bottom concrete + Rebar
| Stage | Descriptions |  |  | 단면사용 |  |  |  | Loading
[5 empty] | Positive |  | Negative
| 1 | PUS girder 설치 |  |  | Type 1 |  | Type 1 |  | DC1 Pus girder
| 2 | 내부 concrete 타설 |  |  | Type 1 |  | Type 1 |  | DC2 내부 concrete
| 3 | Deckslab 타설 |  |  | Type 1 |  | Type 2 |  | DC3 Deckslab concrete
| 4 | 방호벽 설치 |  |  | Type 3 |  | Type 4 |  | DC4 방호벽
| 5 | 표장 |  |  | Type 3 |  | Type 4 |  | DW 표장
| 6 | Live load |  |  | Type 3 |  | Type 4 |  | LL Live load
1) Steel only
Using to apply DC1(steel), DC2(bottom concrete)
|  | bt, tt, nt |  | = | Top flange 폭, 두께, 개수
|  | bb, tb |  | = | Bottom flange 폭, 두께
|  | D, tw |  | = | Web 높이, 두께
|  | Hst, tst, nst |  | = | Top rib 높이, 두께, 개수
|  | Hsb, tsb, nsb |  | = | Bottom rib 높이, 두께, 개수
|  | θ |  | = | 연직축에 대한 웨브의 경사각
|  | Dt = tt + D + tb |  | = | Total depth of girder
|  | Hw = Dw/cosθ |  | = | Depth of web along the slope
|  | Components |  | Area of components |  |  |  | Distance from components to bottom girder
|  | Top flange |  | At = bt∙tt∙nt |  |  |  | yt = tt/2 + Dw + tb
|  | Web |  | Aw = 2∙Hw∙tw |  |  |  | yw = D/2 + tb
|  | Bottom flange |  | Ab = bb∙tb |  |  |  | yb = tb/2
|  | Top Rib |  | Ast = nst∙Hst∙tst |  |  |  | yst = tb + Dw - Hst/2
|  | Bottom Rib |  | Asb = nsb∙Hsb∙tsb |  |  |  | ysb = tb + Hsb/2
|  |  |  | A1 | = | At + Aw + Ab + Ast + Asb
|  |  |  | YL1 | = | At∙yt + Aw∙yw + Ab∙yb + Ast∙yst + Asb∙ysb
A1
|  |  |  | YU1 | = | Dt - YL1
|  | Components |  | 2차 모멘트 of components |  |  |  | Distance from components to NA
|  | Top flange |  | It = nt·bt·tt3/12 |  |  |  | Yt = YU1 - tt/2
|  | Web |  | Iw = [1/(S2+1)]·2·tw·Hw3/12 |  |  |  | Yw = YU1 - tt - Dw/2
|  | Bottom flange |  | Ib = bb·tb3/12 |  |  |  | Yb = YL1 - tb/2
|  | Top Rib |  | Ist = nst·tst·Hst3/12 |  |  |  | Yst = YU1 - tt - Hst/2
|  | Bottom Rib |  | Isb = nsb·tsb·Hsb3/12 |  |  |  | Ysb = YL1 - tb - Hsb/2
|  |  | Ix1 | = | It + At∙Yt2 + Iw + Aw∙Yw2 + Ib + Ab∙Yb2 + Isb + Asb∙Ysb2 + Ist + Ast∙Yst2
|  |  | SU1 | = | Ix1 / YU1
|  |  | SL1 | = | Ix1 / YL1
2) Steel + Bottom concrete (Short time and Long time)
Using to apply DC3 (deck slab) in negative moment
|  | Hc |  | = | 내부 bottom concrete 높이
|  | b1, b2 |  | = | 내부 bottom concrete 넓이
|  | b2 |  | = | b1 + 2Hc∙S
|  | n |  | = | Es / Ec
|  | Components |  | Area of components |  |  |  | Distance from components to bottom girder
|  | Steel only |  | A1 |  |  |  | YL1
|  | Bottom Con'c |  | Ac = Hc·(b1+b2)/2 |  |  |  | yc = Hc/2 + tb
|  |  | Shorttime |  |  |  |  | Longtime
|  |  | A2 | = | A1 + Ac/n |  |  | A2 | = | A1 + Ac/3/n
|  |  | YL2 | = | A1∙YL1 + Ac∙yc/n |  |  | YL2 | = | A1∙YL1 + Ac∙yc/3/n
[5 empty] | A2 |  |  |  |  | A2
|  |  | YU2 | = | Dt - YL2 |  |  | YU2 | = | Dt - YL2
|  | Components |  | 2차 모멘트 of components |  |  |  |  | Distance from components to NA
|  | Steel only |  | I1 |  |  |  |  | Y1 = ¦YL2 - YL1¦
|  | Bottom Con'c |  | Ic = Hc3∙(b12+4b1∙b2+b22)/36/(b1+b2) |  |  |  |  | Yc = ¦YL2 - tb - Hc/2¦
|  | Shorttime | [5 empty] | Longtime
|  | Ix2 | = | Ix1 + A1∙Y12 + Ic/n + Ac/n∙Yc2 |  |  |  | Ix2 | = | Ix1+A1∙Y12 + Ic/3/n + Ac/3/n∙Yc2
|  | SU2 | = | I2 / YU2 |  |  |  | SU2 | = | I2 / YU2
|  | SL2 | = | I2 / YL2 |  |  |  | SL2 | = | I2 / YL2
3) Steel + Deck slab (Short time and Long time)
Using to apply DC4(난간 방호벽), DW (포장) in positive moment
|  | bs, ts | = | Deck slab 넓이, 높이
|  | bh, th | = | Haunch
|  | n | = | Es / Ec
|  | Components |  | Area of components |  |  |  | Distance from components to bottom girder
|  | Steel only |  | A1 |  |  |  | YL1
|  | Deck slab |  | As = bs∙ts |  |  |  | ys = tb + Dw + th + ts/2
|  | Haunch |  | Ah = 2∙bh∙th |  |  |  | yh = tb + Dw + 2∙th/3
|  | Shorttime | [5 empty] | Longtime
|  | A3 | = | A1 + As/n + Ah/n |  |  |  | A3 | = | A1 + As/3/n + Ah/3/n
|  | YL3 | = | A1∙YL1 + As/n∙ys + Ah/n∙yh |  |  |  | YL3 | = | A1∙YL1 + As/3/n∙ys + Ah/3/n∙yh
[5 empty] | A3 | [5 empty] | A3
|  | YU3 | = | Dt - YL3 |  |  |  | YU3 | = | Dt - YL3
|  | Components |  | 2차 모멘트 of components |  |  |  | Distance from components to NA
|  | Steel only |  | I1 |  |  |  | Y1 = ¦YL3 - YL1¦
|  | Deck slab |  | Is = bs∙ts3/12 |  |  |  | Ys = YU3 - tt + th + ts/2
|  | Haunch |  | Ih = 4∙bh∙th3/36 |  |  |  | Yh = YU3 - tt + 2∙th/3
Shorttime
|  |  | Ix3 | = | Ix1 + A1∙Y12 + Is/n + As/n∙Ys2 + Ih/n + Ah/n∙Yh2
|  |  | SU3 | = | I3 / YU3
|  |  | SL3 | = | I3 / YL3
Longtime
|  |  | Ix3 | = | Ix1 + A1∙Y12 + Is/3/n + As/3/n∙Ys2 + Ih/3/n + Ah/3/n∙Yh2
|  |  | SU3 | = | I3 / YU3
|  |  | SL3 | = | I3 / YL3
4) Steel + Bottom concrete + Rebar (Short time and Long time)
Using to apply DC4(난간 방호벽), DW (포장) in negative moment
Top and bottom layer of rebar information
|  |  |  | Top |  | Bottom
|  | 개수 |  | nrt |  | nrb
|  | 직경 |  | Drt |  | Drb
|  | 피복거리 |  | crt |  | crb
|  | Components |  |  | Area of components |  |  |  | Distance from components to bottom girder
|  | Steel + bot con'c |  |  | A2 |  |  |  | YL2
|  | Top layer rebar |  |  | Art = nrt∙0.25∙π∙Drt2 |  |  |  | yrt = tb + Dw + th + ts - crt
|  | Bottom layer rebar |  |  | Arb = nrb∙0.25∙π∙Drb2 |  |  |  | yrb = tb + Dw + th + crb
|  | Shorttime | [5 empty] | Longtime
|  | A4 | = | A2 + Art + Arb |  |  |  | A4 | = | A2 + Art/3 + Arb/3
|  | YL4 | = | A2∙YL2 + Art∙yrt + Arb∙yrb |  |  |  | YL4 | = | A2∙YL2 + Art∙yrt/3 + Arb∙yrb/3
[5 empty] | A4 | [5 empty] | A4
|  | YU4 | = | Dt - YL4 |  |  |  | YU4 | = | Dt - YL4
|  | Components |  |  | 2차 모멘트 of components |  |  |  | Distance from components to NA
|  | Steel + bot con'c |  |  | I2 |  |  |  | Y2 = ¦YL4 - YL2¦
|  | Top layer rebar |  |  | Irt = nrt∙π∙Drt4/64 |  |  |  | Yrt = YU4 - tt + th + ts - crt
|  | Bottom layer rebar |  |  | Irb = nrb∙π∙Drb4/64 |  |  |  | Yrb = YU4 - tt + th + crb
Shorttime
|  |  | Ix4 | = | Ix2 + A2∙Y22 + Irt + Art∙Yrt2 + Irb + Arb∙Yrb2
|  |  | SU4 | = | I4 / YU4
|  |  | SL4 | = | I4 / YL4
Longtime
|  |  | Ix4 | = | Ix2 + A2∙Y22 + Irt/3 + Art/3∙Yrt2 + Irb + Arb/3∙Yrb2
|  |  | SU4 | = | I4 / YU4
|  |  | SL4 | = | I4 / YL4
① Steel only
|  | 단면 | A1 | Ix1 | YU1 | YL1 | SU1 | SL1
|  | 1-1 | 113285.6104 | 120039163080.3259 | 1390.9238 | 1243.0762 | 86301750.74 | 96566218.1851
|  | 1-2 | 137762.9651 | 181248618073.2181 | 1528.0719 | 1319.9281 | 118612621.8286 | 137317041.9842
|  | 1-3 | 176802.9651 | 250018643484.5533 | 1699.8832 | 1172.1168 | 147079898.6055 | 213305223.4425
|  | 1-4 | 198442.9651 | 294458361973.7598 | 1685.8661 | 1194.1339 | 174662958.1814 | 246587392.4069
|  | 1-5 | 170922.9651 | 238917070787.5154 | 1691.1774 | 1176.8226 | 141272624.0279 | 203018767.1141
|  | 1-6 | 164922.9651 | 221195298743.6361 | 1746.5944 | 1115.4056 | 126643772.7358 | 198309287.7722
|  | 1-7 | 129762.9651 | 161520594572.2429 | 1614.0323 | 1225.9677 | 100072715.4382 | 131749469.3557
|  | 1-8 | 150868.836 | 205093687196.7587 | 1621.6189 | 1242.3811 | 126474653.6784 | 165081137.451
|  | 1-9 | 186894.125 | 302801127925.5162 | 1501.8685 | 1486.1315 | 201616277.6382 | 203751228.8034
|  | 1-10 | 264600.5845 | 476361046724.835 | 1262.0932 | 1910.9068 | 377437306.8579 | 249285333.5422
|  | 1-11 | 266617.2868 | 506265479532.1423 | 1298.7258 | 1971.2742 | 389817063.5411 | 256821441.0448
|  | 1-12 | 264600.5845 | 476361046724.835 | 1262.0932 | 1910.9068 | 377437306.8579 | 249285333.5422
|  | 1-13 | 197112.125 | 325640213974.4683 | 1485.8449 | 1508.1551 | 219161648.9189 | 215919575.9716
|  | 1-14 | 179290.836 | 266753445076.4816 | 1563.7414 | 1320.2586 | 170586676.364 | 202046357.7917
|  | 1-15 | 145402.9651 | 189124645922.7574 | 1671.9587 | 1178.0413 | 113115622.559 | 160541605.1285
|  | 1-16 | 129762.9651 | 161520594572.2429 | 1614.0323 | 1225.9677 | 100072715.4382 | 131749469.3557
|  | 1-17 | 114242.9651 | 135197688550.5331 | 1448.027 | 1383.973 | 93366829.4175 | 97688095.8933
|  | 1-18 | 114242.9651 | 135197688550.5331 | 1448.027 | 1383.973 | 93366829.4175 | 97688095.8933
|  | 1-19 | 109405.6104 | 113840993993.5728 | 1346.8744 | 1285.1256 | 84522352.7571 | 88583555.4681
|  | 2-1 | 113285.6104 | 120039163080.3259 | 1390.9238 | 1243.0762 | 86301750.74 | 96566218.1851
|  | 2-2 | 137762.9651 | 181248618073.2181 | 1528.0719 | 1319.9281 | 118612621.8286 | 137317041.9842
|  | 2-3 | 176802.9651 | 250018643484.5533 | 1699.8832 | 1172.1168 | 147079898.6055 | 213305223.4425
|  | 2-4 | 198442.9651 | 294458361973.7598 | 1685.8661 | 1194.1339 | 174662958.1814 | 246587392.4069
|  | 2-5 | 170922.9651 | 238917070787.5154 | 1691.1774 | 1176.8226 | 141272624.0279 | 203018767.1141
|  | 2-6 | 164922.9651 | 221195298743.6361 | 1746.5944 | 1115.4056 | 126643772.7358 | 198309287.7722
|  | 2-7 | 129762.9651 | 161520594572.2429 | 1614.0323 | 1225.9677 | 100072715.4382 | 131749469.3557
|  | 2-8 | 150868.836 | 205093687196.7587 | 1621.6189 | 1242.3811 | 126474653.6784 | 165081137.451
|  | 2-9 | 186894.125 | 302801127925.5162 | 1501.8685 | 1486.1315 | 201616277.6382 | 203751228.8034
|  | 2-10 | 264600.5845 | 476361046724.835 | 1262.0932 | 1910.9068 | 377437306.8579 | 249285333.5422
|  | 2-11 | 266617.2868 | 506265479532.1423 | 1298.7258 | 1971.2742 | 389817063.5411 | 256821441.0448
|  | 2-12 | 264600.5845 | 476361046724.835 | 1262.0932 | 1910.9068 | 377437306.8579 | 249285333.5422
|  | 2-13 | 197112.125 | 325640213974.4683 | 1485.8449 | 1508.1551 | 219161648.9189 | 215919575.9716
|  | 2-14 | 179290.836 | 266753445076.4816 | 1563.7414 | 1320.2586 | 170586676.364 | 202046357.7917
|  | 2-15 | 145402.9651 | 189124645922.7574 | 1671.9587 | 1178.0413 | 113115622.559 | 160541605.1285
|  | 2-16 | 129762.9651 | 161520594572.2429 | 1614.0323 | 1225.9677 | 100072715.4382 | 131749469.3557
|  | 2-17 | 114242.9651 | 135197688550.5331 | 1448.027 | 1383.973 | 93366829.4175 | 97688095.8933
|  | 2-18 | 114242.9651 | 135197688550.5331 | 1448.027 | 1383.973 | 93366829.4175 | 97688095.8933
|  | 2-19 | 109405.6104 | 113840993993.5728 | 1346.8744 | 1285.1256 | 84522352.7571 | 88583555.4681
② Steel + Bottom concrete (Short time) | [6 empty] | Steel + Bottom concrete (Long time)
단면 | A2s | Ix2s | YU2s | YL2s | SU2s | SL2s | 단면 | A2l | Ix2l | YU2l | YL2l | SU2l | SL2l
1-1 | 113285.6104 | 120039163080.3259 | 1390.9238 | 1243.0762 | 86301750.74 | 96566218.1851 | 1-1 | 113285.6104 | 120039163080.3259 | 1390.9238 | 1243.0762 | 86301750.74 | 96566218.1851
1-2 | 137762.9651 | 181248618073.2181 | 1528.0719 | 1319.9281 | 118612621.8286 | 137317041.9842 | 1-2 | 137762.9651 | 181248618073.2181 | 1528.0719 | 1319.9281 | 118612621.8286 | 137317041.9842
1-3 | 176802.9651 | 250018643484.5533 | 1699.8832 | 1172.1168 | 147079898.6055 | 213305223.4425 | 1-3 | 176802.9651 | 250018643484.5533 | 1699.8832 | 1172.1168 | 147079898.6055 | 213305223.4425
1-4 | 198442.9651 | 294458361973.7598 | 1685.8661 | 1194.1339 | 174662958.1814 | 246587392.4069 | 1-4 | 198442.9651 | 294458361973.7598 | 1685.8661 | 1194.1339 | 174662958.1814 | 246587392.4069
1-5 | 170922.9651 | 238917070787.5154 | 1691.1774 | 1176.8226 | 141272624.0279 | 203018767.1141 | 1-5 | 170922.9651 | 238917070787.5154 | 1691.1774 | 1176.8226 | 141272624.0279 | 203018767.1141
1-6 | 164922.9651 | 221195298743.6361 | 1746.5944 | 1115.4056 | 126643772.7358 | 198309287.7722 | 1-6 | 164922.9651 | 221195298743.6361 | 1746.5944 | 1115.4056 | 126643772.7358 | 198309287.7722
1-7 | 129762.9651 | 161520594572.2429 | 1614.0323 | 1225.9677 | 100072715.4382 | 131749469.3557 | 1-7 | 129762.9651 | 161520594572.2429 | 1614.0323 | 1225.9677 | 100072715.4382 | 131749469.3557
1-8 | 150868.836 | 205093687196.7587 | 1621.6189 | 1242.3811 | 126474653.6784 | 165081137.451 | 1-8 | 150868.836 | 205093687196.7587 | 1621.6189 | 1242.3811 | 126474653.6784 | 165081137.451
1-9 | 293859.9124 | 415413767204.6498 | 1967.8397 | 1020.1603 | 211101422.563 | 407204417.7895 | 1-9 | 222549.3874 | 352246031230.6721 | 1706.9619 | 1281.0381 | 206358457.9767 | 274969213.5266
1-10 | 416151.476 | 734092210525.7217 | 1853.8394 | 1319.1606 | 395984786.83 | 556484347.5792 | 1-10 | 315117.5483 | 589462622312.3101 | 1522.5844 | 1650.4156 | 387146105.2551 | 357160114.1512
1-11 | 442846.072 | 797356979103.3511 | 1951.8642 | 1318.1358 | 408510486.0853 | 604912603.357 | 1-11 | 325360.2152 | 637697253297.728 | 1595.0535 | 1674.9465 | 399796772.4654 | 380726945.493
1-12 | 416151.476 | 734092210525.7217 | 1853.8394 | 1319.1606 | 395984786.83 | 556484347.5792 | 1-12 | 315117.5483 | 589462622312.3101 | 1522.5844 | 1650.4156 | 387146105.2551 | 357160114.1512
1-13 | 304077.9124 | 443979400215.186 | 1943.2017 | 1050.7983 | 228478285.7737 | 422516303.0341 | 1-13 | 232767.3874 | 377056052501.8651 | 1685.0024 | 1308.9976 | 223771821.2715 | 288049457.1833
1-14 | 179290.836 | 266753445076.4816 | 1563.7414 | 1320.2586 | 170586676.364 | 202046357.7917 | 1-14 | 179290.836 | 266753445076.4816 | 1563.7414 | 1320.2586 | 170586676.364 | 202046357.7917
1-15 | 145402.9651 | 189124645922.7574 | 1671.9587 | 1178.0413 | 113115622.559 | 160541605.1285 | 1-15 | 145402.9651 | 189124645922.7574 | 1671.9587 | 1178.0413 | 113115622.559 | 160541605.1285
1-16 | 129762.9651 | 161520594572.2429 | 1614.0323 | 1225.9677 | 100072715.4382 | 131749469.3557 | 1-16 | 129762.9651 | 161520594572.2429 | 1614.0323 | 1225.9677 | 100072715.4382 | 131749469.3557
1-17 | 114242.9651 | 135197688550.5331 | 1448.027 | 1383.973 | 93366829.4175 | 97688095.8933 | 1-17 | 114242.9651 | 135197688550.5331 | 1448.027 | 1383.973 | 93366829.4175 | 97688095.8933
1-18 | 114242.9651 | 135197688550.5331 | 1448.027 | 1383.973 | 93366829.4175 | 97688095.8933 | 1-18 | 114242.9651 | 135197688550.5331 | 1448.027 | 1383.973 | 93366829.4175 | 97688095.8933
1-19 | 109405.6104 | 113840993993.5728 | 1346.8744 | 1285.1256 | 84522352.7571 | 88583555.4681 | 1-19 | 109405.6104 | 113840993993.5728 | 1346.8744 | 1285.1256 | 84522352.7571 | 88583555.4681
2-1 | 113285.6104 | 120039163080.3259 | 1390.9238 | 1243.0762 | 86301750.74 | 96566218.1851 | 2-1 | 113285.6104 | 120039163080.3259 | 1390.9238 | 1243.0762 | 86301750.74 | 96566218.1851
2-2 | 137762.9651 | 181248618073.2181 | 1528.0719 | 1319.9281 | 118612621.8286 | 137317041.9842 | 2-2 | 137762.9651 | 181248618073.2181 | 1528.0719 | 1319.9281 | 118612621.8286 | 137317041.9842
2-3 | 176802.9651 | 250018643484.5533 | 1699.8832 | 1172.1168 | 147079898.6055 | 213305223.4425 | 2-3 | 176802.9651 | 250018643484.5533 | 1699.8832 | 1172.1168 | 147079898.6055 | 213305223.4425
2-4 | 198442.9651 | 294458361973.7598 | 1685.8661 | 1194.1339 | 174662958.1814 | 246587392.4069 | 2-4 | 198442.9651 | 294458361973.7598 | 1685.8661 | 1194.1339 | 174662958.1814 | 246587392.4069
2-5 | 170922.9651 | 238917070787.5154 | 1691.1774 | 1176.8226 | 141272624.0279 | 203018767.1141 | 2-5 | 170922.9651 | 238917070787.5154 | 1691.1774 | 1176.8226 | 141272624.0279 | 203018767.1141
2-6 | 164922.9651 | 221195298743.6361 | 1746.5944 | 1115.4056 | 126643772.7358 | 198309287.7722 | 2-6 | 164922.9651 | 221195298743.6361 | 1746.5944 | 1115.4056 | 126643772.7358 | 198309287.7722
2-7 | 129762.9651 | 161520594572.2429 | 1614.0323 | 1225.9677 | 100072715.4382 | 131749469.3557 | 2-7 | 129762.9651 | 161520594572.2429 | 1614.0323 | 1225.9677 | 100072715.4382 | 131749469.3557
2-8 | 150868.836 | 205093687196.7587 | 1621.6189 | 1242.3811 | 126474653.6784 | 165081137.451 | 2-8 | 150868.836 | 205093687196.7587 | 1621.6189 | 1242.3811 | 126474653.6784 | 165081137.451
2-9 | 293859.9124 | 415413767204.6498 | 1967.8397 | 1020.1603 | 211101422.563 | 407204417.7895 | 2-9 | 222549.3874 | 352246031230.6721 | 1706.9619 | 1281.0381 | 206358457.9767 | 274969213.5266
2-10 | 416151.476 | 734092210525.7217 | 1853.8394 | 1319.1606 | 395984786.83 | 556484347.5792 | 2-10 | 315117.5483 | 589462622312.3101 | 1522.5844 | 1650.4156 | 387146105.2551 | 357160114.1512
2-11 | 442846.072 | 797356979103.3511 | 1951.8642 | 1318.1358 | 408510486.0853 | 604912603.357 | 2-11 | 325360.2152 | 637697253297.728 | 1595.0535 | 1674.9465 | 399796772.4654 | 380726945.493
2-12 | 416151.476 | 734092210525.7217 | 1853.8394 | 1319.1606 | 395984786.83 | 556484347.5792 | 2-12 | 315117.5483 | 589462622312.3101 | 1522.5844 | 1650.4156 | 387146105.2551 | 357160114.1512
2-13 | 304077.9124 | 443979400215.186 | 1943.2017 | 1050.7983 | 228478285.7737 | 422516303.0341 | 2-13 | 232767.3874 | 377056052501.8651 | 1685.0024 | 1308.9976 | 223771821.2715 | 288049457.1833
2-14 | 179290.836 | 266753445076.4816 | 1563.7414 | 1320.2586 | 170586676.364 | 202046357.7917 | 2-14 | 179290.836 | 266753445076.4816 | 1563.7414 | 1320.2586 | 170586676.364 | 202046357.7917
2-15 | 145402.9651 | 189124645922.7574 | 1671.9587 | 1178.0413 | 113115622.559 | 160541605.1285 | 2-15 | 145402.9651 | 189124645922.7574 | 1671.9587 | 1178.0413 | 113115622.559 | 160541605.1285
2-16 | 129762.9651 | 161520594572.2429 | 1614.0323 | 1225.9677 | 100072715.4382 | 131749469.3557 | 2-16 | 129762.9651 | 161520594572.2429 | 1614.0323 | 1225.9677 | 100072715.4382 | 131749469.3557
2-17 | 114242.9651 | 135197688550.5331 | 1448.027 | 1383.973 | 93366829.4175 | 97688095.8933 | 2-17 | 114242.9651 | 135197688550.5331 | 1448.027 | 1383.973 | 93366829.4175 | 97688095.8933
2-18 | 114242.9651 | 135197688550.5331 | 1448.027 | 1383.973 | 93366829.4175 | 97688095.8933 | 2-18 | 114242.9651 | 135197688550.5331 | 1448.027 | 1383.973 | 93366829.4175 | 97688095.8933
2-19 | 109405.6104 | 113840993993.5728 | 1346.8744 | 1285.1256 | 84522352.7571 | 88583555.4681 | 2-19 | 109405.6104 | 113840993993.5728 | 1346.8744 | 1285.1256 | 84522352.7571 | 88583555.4681
③ Steel + Deck slab (Short time) | [6 empty] | Steel + Deck slab (Long time)
단면 | A3s | Ix3s | YU3s | YL3s | SU3s | SL3s | 단면 | A3l | Ix3l | YU3l | YL3l | SU3l | SL3l
1-1 | 358943.5544 | 299460829947.7421 | 354.8071 | 2279.1929 | 844010197.1337 | 131388981.1557 | 1-1 | 195171.5917 | 229550135469.2441 | 755.7436 | 1878.2564 | 303740760.1918 | 122214483.298
1-2 | 385674.6516 | 422054115505.7469 | 471.9052 | 2376.0948 | 894362066.0973 | 177625116.9204 | 1-2 | 220400.1939 | 321274841805.4998 | 912.0157 | 1935.9843 | 352268978.7407 | 165949095.2569
1-3 | 424714.6516 | 588693664353.306 | 645.181 | 2226.819 | 912447272.2194 | 264365298.834 | 1-3 | 259440.1939 | 434458180516.3342 | 1124.3524 | 1747.6476 | 386407488.4896 | 248595984.8574
1-4 | 446354.6516 | 649687231067.524 | 691.1937 | 2188.8063 | 939949525.0884 | 296822630.6811 | 1-4 | 281080.1939 | 482152011680.1017 | 1159.3537 | 1720.6463 | 415879998.3456 | 280215643.1292
1-5 | 418834.6516 | 568512249725.374 | 625.6375 | 2242.3625 | 908692664.7284 | 253532719.0131 | 1-5 | 253560.1939 | 420016377790.8636 | 1104.4857 | 1763.5143 | 380282325.373 | 238170095.8893
1-6 | 412834.6516 | 566152360388.0596 | 628.6868 | 2233.3132 | 900531717.6522 | 253503336.7232 | 1-6 | 247560.1939 | 412560302918.4701 | 1125.1819 | 1736.8181 | 366660998.2261 | 237537997.0611
1-7 | 377674.6516 | 420265490240.5509 | 473.8165 | 2366.1835 | 886979445.6021 | 177613227.7948 | 1-7 | 212400.1939 | 314430424509.0159 | 938.2159 | 1901.7841 | 335136536.8174 | 165334447.284
1-8 | 398780.5225 | 490995741742.524 | 539.5205 | 2324.4795 | 910059488.1379 | 211228251.232 | 1-8 | 233506.0648 | 367437814540.5532 | 1005.6181 | 1858.3819 | 365385047.1965 | 197719216.5117
1-9 | 434805.8115 | 581052792095.0063 | 583.4053 | 2404.5947 | 995967617.0866 | 241642715.7008 | 1-9 | 269531.3538 | 452070446937.9226 | 1007.9827 | 1980.0173 | 448490297.5698 | 228316409.0256
1-10 | 510258.5284 | 716165249859.6226 | 603.9223 | 2569.0777 | 1185856599.771 | 278763562.0963 | 1-10 | 346486.5658 | 593806852134.3715 | 939.0048 | 2233.9952 | 632378904.8299 | 265804896.392
1-11 | 512275.2307 | 759917387621.1991 | 625.5791 | 2644.4209 | 1214742332.4364 | 287366274.0794 | 1-11 | 348503.2681 | 630279267595.5084 | 968.8997 | 2301.1003 | 650510314.1397 | 273903434.6982
1-12 | 510258.5284 | 716165249859.6226 | 603.9223 | 2569.0777 | 1185856599.771 | 278763562.0963 | 1-12 | 346486.5658 | 593806852134.3715 | 939.0048 | 2233.9952 | 632378904.8299 | 265804896.392
1-13 | 445023.8115 | 605273958783.209 | 599.6248 | 2394.3752 | 1009421153.542 | 252789938.3324 | 1-13 | 279749.3538 | 473578022724.3066 | 1015.9135 | 1978.0865 | 466159809.3944 | 239412185.485
1-14 | 427202.5225 | 558224821559.1245 | 595.3471 | 2288.6529 | 937646029.058 | 243909775.7737 | 1-14 | 261928.0648 | 424850480392.3792 | 1037.2603 | 1846.7397 | 409589057.4601 | 230054342.2583
1-15 | 393314.6516 | 484830911260.6732 | 543.0926 | 2306.9074 | 892722447.2471 | 210164873.1 | 1-15 | 228040.1939 | 358712367866.0763 | 1022.9509 | 1827.0491 | 350664311.9024 | 196334277.3519
1-16 | 377674.6516 | 420265490240.5509 | 473.8165 | 2366.1835 | 886979445.6021 | 177613227.7948 | 1-16 | 212400.1939 | 314430424509.0159 | 938.2159 | 1901.7841 | 335136536.8174 | 165334447.284
1-17 | 362154.6516 | 329953970555.9229 | 372.586 | 2459.414 | 885577977.0995 | 134159589.5341 | 1-17 | 196880.1939 | 254127440236.1367 | 788.6142 | 2043.3858 | 322245578.7625 | 124365864.0467
1-18 | 362154.6516 | 329953970555.9229 | 372.586 | 2459.414 | 885577977.0995 | 134159589.5341 | 1-18 | 196880.1939 | 254127440236.1367 | 788.6142 | 2043.3858 | 322245578.7625 | 124365864.0467
1-19 | 355063.5544 | 279102938457.6669 | 329.9119 | 2302.0881 | 845992348.5507 | 121239034.159 | 1-19 | 191291.5917 | 215599317361.9305 | 717.6669 | 1914.3331 | 300416977.6386 | 112623720.4902
2-1 | 358943.5544 | 299460829947.7421 | 354.8071 | 2279.1929 | 844010197.1337 | 131388981.1557 | 2-1 | 195171.5917 | 229550135469.2441 | 755.7436 | 1878.2564 | 303740760.1918 | 122214483.298
2-2 | 385674.6516 | 422054115505.7469 | 471.9052 | 2376.0948 | 894362066.0973 | 177625116.9204 | 2-2 | 220400.1939 | 321274841805.4998 | 912.0157 | 1935.9843 | 352268978.7407 | 165949095.2569
2-3 | 424714.6516 | 588693664353.306 | 645.181 | 2226.819 | 912447272.2194 | 264365298.834 | 2-3 | 259440.1939 | 434458180516.3342 | 1124.3524 | 1747.6476 | 386407488.4896 | 248595984.8574
2-4 | 446354.6516 | 649687231067.524 | 691.1937 | 2188.8063 | 939949525.0884 | 296822630.6811 | 2-4 | 281080.1939 | 482152011680.1017 | 1159.3537 | 1720.6463 | 415879998.3456 | 280215643.1292
2-5 | 418834.6516 | 568512249725.374 | 625.6375 | 2242.3625 | 908692664.7284 | 253532719.0131 | 2-5 | 253560.1939 | 420016377790.8636 | 1104.4857 | 1763.5143 | 380282325.373 | 238170095.8893
2-6 | 412834.6516 | 566152360388.0596 | 628.6868 | 2233.3132 | 900531717.6522 | 253503336.7232 | 2-6 | 247560.1939 | 412560302918.4701 | 1125.1819 | 1736.8181 | 366660998.2261 | 237537997.0611
2-7 | 377674.6516 | 420265490240.5509 | 473.8165 | 2366.1835 | 886979445.6021 | 177613227.7948 | 2-7 | 212400.1939 | 314430424509.0159 | 938.2159 | 1901.7841 | 335136536.8174 | 165334447.284
2-8 | 398780.5225 | 490995741742.524 | 539.5205 | 2324.4795 | 910059488.1379 | 211228251.232 | 2-8 | 233506.0648 | 367437814540.5532 | 1005.6181 | 1858.3819 | 365385047.1965 | 197719216.5117
2-9 | 434805.8115 | 581052792095.0063 | 583.4053 | 2404.5947 | 995967617.0866 | 241642715.7008 | 2-9 | 269531.3538 | 452070446937.9226 | 1007.9827 | 1980.0173 | 448490297.5698 | 228316409.0256
2-10 | 510258.5284 | 716165249859.6226 | 603.9223 | 2569.0777 | 1185856599.771 | 278763562.0963 | 2-10 | 346486.5658 | 593806852134.3715 | 939.0048 | 2233.9952 | 632378904.8299 | 265804896.392
2-11 | 512275.2307 | 759917387621.1991 | 625.5791 | 2644.4209 | 1214742332.4364 | 287366274.0794 | 2-11 | 348503.2681 | 630279267595.5084 | 968.8997 | 2301.1003 | 650510314.1397 | 273903434.6982
2-12 | 510258.5284 | 716165249859.6226 | 603.9223 | 2569.0777 | 1185856599.771 | 278763562.0963 | 2-12 | 346486.5658 | 593806852134.3715 | 939.0048 | 2233.9952 | 632378904.8299 | 265804896.392
2-13 | 445023.8115 | 605273958783.209 | 599.6248 | 2394.3752 | 1009421153.542 | 252789938.3324 | 2-13 | 279749.3538 | 473578022724.3066 | 1015.9135 | 1978.0865 | 466159809.3944 | 239412185.485
2-14 | 427202.5225 | 558224821559.1245 | 595.3471 | 2288.6529 | 937646029.058 | 243909775.7737 | 2-14 | 261928.0648 | 424850480392.3792 | 1037.2603 | 1846.7397 | 409589057.4601 | 230054342.2583
2-15 | 393314.6516 | 484830911260.6732 | 543.0926 | 2306.9074 | 892722447.2471 | 210164873.1 | 2-15 | 228040.1939 | 358712367866.0763 | 1022.9509 | 1827.0491 | 350664311.9024 | 196334277.3519
2-16 | 377674.6516 | 420265490240.5509 | 473.8165 | 2366.1835 | 886979445.6021 | 177613227.7948 | 2-16 | 212400.1939 | 314430424509.0159 | 938.2159 | 1901.7841 | 335136536.8174 | 165334447.284
2-17 | 362154.6516 | 329953970555.9229 | 372.586 | 2459.414 | 885577977.0995 | 134159589.5341 | 2-17 | 196880.1939 | 254127440236.1367 | 788.6142 | 2043.3858 | 322245578.7625 | 124365864.0467
2-18 | 362154.6516 | 329953970555.9229 | 372.586 | 2459.414 | 885577977.0995 | 134159589.5341 | 2-18 | 196880.1939 | 254127440236.1367 | 788.6142 | 2043.3858 | 322245578.7625 | 124365864.0467
2-19 | 355063.5544 | 279102938457.6669 | 329.9119 | 2302.0881 | 845992348.5507 | 121239034.159 | 2-19 | 191291.5917 | 215599317361.9305 | 717.6669 | 1914.3331 | 300416977.6386 | 112623720.4902
④ Steel + Bottom concrete + Rebar (Short time) | [6 empty] | Steel + Bottom concrete + Rebar (Long time)
단면 | A4s | Ix4s | YU4s | YL4s | SU4s | SL4s | 단면 | A4l | Ix4l | YU4l | YL4l | SU4l | SL4l
1-1 | 126369.5584 | 147478061351.2561 | 1232.9321 | 1401.0679 | 119615716.0368 | 105261184.0512 | 1-1 | 117646.9264 | 129860445246.2239 | 1334.3553 | 1299.6447 | 97320738.9285 | 99919960.2339
1-2 | 150846.9131 | 214108336764.71 | 1384.5151 | 1463.4849 | 154645001.9956 | 146300336.4936 | 1-2 | 142124.2811 | 192871489301.609 | 1477.2828 | 1370.7172 | 130558272.2339 | 140708447.0688
1-3 | 189886.9131 | 290450258588.5089 | 1574.5538 | 1297.4462 | 184465121.7702 | 223863046.3103 | 1-3 | 181164.2811 | 264142700868.9348 | 1656.0953 | 1215.9047 | 159497285.7373 | 217239636.356
1-4 | 211526.9131 | 334483056239.5226 | 1574.3491 | 1305.6509 | 212457990.9904 | 256181087.5302 | 1-4 | 202804.2811 | 308371923533.2458 | 1647.095 | 1232.905 | 187221698.1672 | 250118155.3504
1-5 | 184006.9131 | 278957443793.8945 | 1562.3199 | 1305.6801 | 178553341.7986 | 213649154.4952 | 1-5 | 175284.2811 | 252925923365.1283 | 1646.0875 | 1221.9125 | 153652783.4305 | 206991842.3947
1-6 | 178006.9131 | 263876813373.7382 | 1608.8792 | 1253.1208 | 164012816.0763 | 210575724.1154 | 1-6 | 169284.2811 | 236153360491.242 | 1698.324 | 1163.676 | 139050830.2915 | 202937379.3441
1-7 | 142846.9131 | 198007849742.1851 | 1453.8295 | 1386.1705 | 136197439.6466 | 142845229.8015 | 1-7 | 134124.2811 | 174471223269.7674 | 1557.1585 | 1282.8415 | 112044615.9602 | 136003722.8357
1-8 | 163952.784 | 242204101540.9131 | 1481.753 | 1382.247 | 163457814.8592 | 175224901.9957 | 1-8 | 155230.152 | 218156538693.5258 | 1572.3771 | 1291.6229 | 138743137.3144 | 168901114.2258
1-9 | 306943.8604 | 470197078608.392 | 1878.799 | 1109.201 | 250264704.351 | 423906111.3082 | 1-9 | 226910.7034 | 366581742522.767 | 1671.8274 | 1316.1726 | 219270087.0815 | 278521028.5159
1-10 | 429235.424 | 783492069802.2603 | 1793.7638 | 1379.2362 | 436786647.3386 | 568062280.6496 | 1-10 | 319478.8643 | 601069509769.9563 | 1500.2016 | 1672.7984 | 400659149.8459 | 359319760.6097
1-11 | 455930.02 | 851880024989.7628 | 1892.4929 | 1377.5071 | 450136445.4468 | 618421510.9846 | 1-11 | 329721.5312 | 650354433218.041 | 1572.4075 | 1697.5925 | 413604255.7531 | 383103973.8331
1-12 | 429235.424 | 783492069802.2603 | 1793.7638 | 1379.2362 | 436786647.3386 | 568062280.6496 | 1-12 | 319478.8643 | 601069509769.9563 | 1500.2016 | 1672.7984 | 400659149.8459 | 359319760.6097
1-13 | 317161.8604 | 497350595408.7795 | 1858.211 | 1135.789 | 267650221.0203 | 437889971.3588 | 1-13 | 237128.7034 | 391000412051.8364 | 1651.8593 | 1342.1407 | 236703219.7604 | 291325945.5921
1-14 | 192374.784 | 301328417339.3644 | 1449.4282 | 1434.5718 | 207894678.1342 | 210047643.2384 | 1-14 | 183652.152 | 278823804306.3364 | 1523.8272 | 1360.1728 | 182975996.8248 | 204991459.9914
1-15 | 158486.9131 | 228272991963.3881 | 1523.1133 | 1326.8867 | 149872631.9318 | 172036530.2362 | 1-15 | 149764.2811 | 202931654274.8608 | 1619.4538 | 1230.5462 | 125308700.3588 | 164911856.723
1-16 | 142846.9131 | 198007849742.1851 | 1453.8295 | 1386.1705 | 136197439.6466 | 142845229.8015 | 1-16 | 134124.2811 | 174471223269.7674 | 1557.1585 | 1282.8415 | 112044615.9602 | 136003722.8357
1-17 | 127326.9131 | 164744444014.1792 | 1285.3554 | 1546.6446 | 128170348.2521 | 106517321.2168 | 1-17 | 118604.2811 | 145767814837.8002 | 1389.8153 | 1442.1847 | 104882870.3991 | 101074301.9264
1-18 | 127326.9131 | 164744444014.1792 | 1285.3554 | 1546.6446 | 128170348.2521 | 106517321.2168 | 1-18 | 118604.2811 | 145767814837.8002 | 1389.8153 | 1442.1847 | 104882870.3991 | 101074301.9264
1-19 | 122489.5584 | 139631608579.1844 | 1188.5834 | 1443.4166 | 117477337.6893 | 96736870.3985 | 1-19 | 113766.9264 | 123093743201.3281 | 1290.0653 | 1341.9347 | 95416677.9777 | 91728562.6368
2-1 | 126369.5584 | 147478061351.2561 | 1232.9321 | 1401.0679 | 119615716.0368 | 105261184.0512 | 2-1 | 117646.9264 | 129860445246.2239 | 1334.3553 | 1299.6447 | 97320738.9285 | 99919960.2339
2-2 | 150846.9131 | 214108336764.71 | 1384.5151 | 1463.4849 | 154645001.9956 | 146300336.4936 | 2-2 | 142124.2811 | 192871489301.609 | 1477.2828 | 1370.7172 | 130558272.2339 | 140708447.0688
2-3 | 189886.9131 | 290450258588.5089 | 1574.5538 | 1297.4462 | 184465121.7702 | 223863046.3103 | 2-3 | 181164.2811 | 264142700868.9348 | 1656.0953 | 1215.9047 | 159497285.7373 | 217239636.356
2-4 | 211526.9131 | 334483056239.5226 | 1574.3491 | 1305.6509 | 212457990.9904 | 256181087.5302 | 2-4 | 202804.2811 | 308371923533.2458 | 1647.095 | 1232.905 | 187221698.1672 | 250118155.3504
2-5 | 184006.9131 | 278957443793.8945 | 1562.3199 | 1305.6801 | 178553341.7986 | 213649154.4952 | 2-5 | 175284.2811 | 252925923365.1283 | 1646.0875 | 1221.9125 | 153652783.4305 | 206991842.3947
2-6 | 178006.9131 | 263876813373.7382 | 1608.8792 | 1253.1208 | 164012816.0763 | 210575724.1154 | 2-6 | 169284.2811 | 236153360491.242 | 1698.324 | 1163.676 | 139050830.2915 | 202937379.3441
2-7 | 142846.9131 | 198007849742.1851 | 1453.8295 | 1386.1705 | 136197439.6466 | 142845229.8015 | 2-7 | 134124.2811 | 174471223269.7674 | 1557.1585 | 1282.8415 | 112044615.9602 | 136003722.8357
2-8 | 163952.784 | 242204101540.9131 | 1481.753 | 1382.247 | 163457814.8592 | 175224901.9957 | 2-8 | 155230.152 | 218156538693.5258 | 1572.3771 | 1291.6229 | 138743137.3144 | 168901114.2258
2-9 | 306943.8604 | 470197078608.392 | 1878.799 | 1109.201 | 250264704.351 | 423906111.3082 | 2-9 | 226910.7034 | 366581742522.767 | 1671.8274 | 1316.1726 | 219270087.0815 | 278521028.5159
2-10 | 429235.424 | 783492069802.2603 | 1793.7638 | 1379.2362 | 436786647.3386 | 568062280.6496 | 2-10 | 319478.8643 | 601069509769.9563 | 1500.2016 | 1672.7984 | 400659149.8459 | 359319760.6097
2-11 | 455930.02 | 851880024989.7628 | 1892.4929 | 1377.5071 | 450136445.4468 | 618421510.9846 | 2-11 | 329721.5312 | 650354433218.041 | 1572.4075 | 1697.5925 | 413604255.7531 | 383103973.8331
2-12 | 429235.424 | 783492069802.2603 | 1793.7638 | 1379.2362 | 436786647.3386 | 568062280.6496 | 2-12 | 319478.8643 | 601069509769.9563 | 1500.2016 | 1672.7984 | 400659149.8459 | 359319760.6097
2-13 | 317161.8604 | 497350595408.7795 | 1858.211 | 1135.789 | 267650221.0203 | 437889971.3588 | 2-13 | 237128.7034 | 391000412051.8364 | 1651.8593 | 1342.1407 | 236703219.7604 | 291325945.5921
2-14 | 192374.784 | 301328417339.3644 | 1449.4282 | 1434.5718 | 207894678.1342 | 210047643.2384 | 2-14 | 183652.152 | 278823804306.3364 | 1523.8272 | 1360.1728 | 182975996.8248 | 204991459.9914
2-15 | 158486.9131 | 228272991963.3881 | 1523.1133 | 1326.8867 | 149872631.9318 | 172036530.2362 | 2-15 | 149764.2811 | 202931654274.8608 | 1619.4538 | 1230.5462 | 125308700.3588 | 164911856.723
2-16 | 142846.9131 | 198007849742.1851 | 1453.8295 | 1386.1705 | 136197439.6466 | 142845229.8015 | 2-16 | 134124.2811 | 174471223269.7674 | 1557.1585 | 1282.8415 | 112044615.9602 | 136003722.8357
2-17 | 127326.9131 | 164744444014.1792 | 1285.3554 | 1546.6446 | 128170348.2521 | 106517321.2168 | 2-17 | 118604.2811 | 145767814837.8002 | 1389.8153 | 1442.1847 | 104882870.3991 | 101074301.9264
2-18 | 127326.9131 | 164744444014.1792 | 1285.3554 | 1546.6446 | 128170348.2521 | 106517321.2168 | 2-18 | 118604.2811 | 145767814837.8002 | 1389.8153 | 1442.1847 | 104882870.3991 | 101074301.9264
2-19 | 122489.5584 | 139631608579.1844 | 1188.5834 | 1443.4166 | 117477337.6893 | 96736870.3985 | 2-19 | 113766.9264 | 123093743201.3281 | 1290.0653 | 1341.9347 | 95416677.9777 | 91728562.6368
5.3. | 단면비제한 | [10 empty] | ( ☞ 강.설 4.3.3.2.2 )
검토내용
| 웨브 단면비 |  | (수평보강재가 있음) |  |  |  | 플랜지 단면비 | [6 empty] | (수평보강재가 없음)
[7 empty] | ③ | bf | ≤ 12.0 |  |  | (강.설 4.3-244) |  | (수평보강재가 있음)
| ① | 웨브 경사 S ≤ 1/4 |  |  |  | (강.설 4.3.3.2.2.1) |  | 2tf
| ② | D | ≤ | 300 |  | (강.설 4.3-243) | ④ | bf ≥ D/6 |  |  |  | (강.설 4.3-245)
|  | tw |  |  |  |  | ⑤ | tf ≥ 1.1tw |  |  |  | (강.설 4.3-246)
| 단면 | D | tw | bf | tf | S | 검토 |  |  |  |  | 비고
[7 empty] | ① | ② | ③ | ④ | ⑤
| 1-1 | 2620.2338 | 12 | 500 | 22 | 0.125 | OK | OK | OK | OK | OK | -
| 1-2 | 2821.7902 | 12 | 500 | 30 | 0.125 | OK | OK | OK | OK | OK | -
| 1-3 | 2821.7902 | 12 | 500 | 38 | 0.125 | OK | OK | OK | OK | OK | -
| 1-4 | 2821.7902 | 12 | 600 | 40 | 0.125 | OK | OK | OK | OK | OK | -
| 1-5 | 2821.7902 | 12 | 500 | 36 | 0.125 | OK | OK | OK | OK | OK | -
| 1-6 | 2821.7902 | 12 | 500 | 30 | 0.125 | OK | OK | OK | OK | OK | -
| 1-7 | 2821.7902 | 12 | 500 | 22 | 0.125 | OK | OK | OK | OK | OK | -
| 1-8 | 2835.8682 | 12 | 600 | 26 | 0.12491 | OK | OK | OK | OK | OK | -
| 1-9 | 2946.7552 | 12 | 800 | 36 | 0.125 | OK | OK | OK | OK | OK | -
| 1-10 | 3127.1637 | 14 | 2900 | 40 | 0.12504 | OK | - | - | - | - | 폐합단면
| 1-11 | 3224.9031 | 14 | 2900 | 40 | 0.125 | OK | - | - | - | - | 폐합단면
| 1-12 | 3127.1637 | 14 | 2900 | 40 | 0.12504 | OK | - | - | - | - | 폐합단면
| 1-13 | 2946.7552 | 12 | 800 | 40 | 0.125 | OK | OK | OK | OK | OK | -
| 1-14 | 2835.8682 | 12 | 600 | 40 | 0.12491 | OK | OK | OK | OK | OK | -
| 1-15 | 2821.7902 | 12 | 500 | 26 | 0.125 | OK | OK | OK | OK | OK | -
| 1-16 | 2821.7902 | 12 | 500 | 22 | 0.125 | OK | OK | OK | OK | OK | -
| 1-17 | 2821.7902 | 12 | 500 | 22 | 0.125 | OK | OK | OK | OK | OK | -
| 1-18 | 2821.7902 | 12 | 500 | 22 | 0.125 | OK | OK | OK | OK | OK | -
| 1-19 | 2620.2338 | 12 | 500 | 22 | 0.125 | OK | OK | OK | OK | OK | -
| 2-1 | 2620.2338 | 12 | 500 | 22 | 0.125 | OK | OK | OK | OK | OK | -
| 2-2 | 2821.7902 | 12 | 500 | 30 | 0.125 | OK | OK | OK | OK | OK | -
| 2-3 | 2821.7902 | 12 | 500 | 38 | 0.125 | OK | OK | OK | OK | OK | -
| 2-4 | 2821.7902 | 12 | 600 | 40 | 0.125 | OK | OK | OK | OK | OK | -
| 2-5 | 2821.7902 | 12 | 500 | 36 | 0.125 | OK | OK | OK | OK | OK | -
| 2-6 | 2821.7902 | 12 | 500 | 30 | 0.125 | OK | OK | OK | OK | OK | -
| 2-7 | 2821.7902 | 12 | 500 | 22 | 0.125 | OK | OK | OK | OK | OK | -
| 2-8 | 2835.8682 | 12 | 600 | 26 | 0.12491 | OK | OK | OK | OK | OK | -
| 2-9 | 2946.7552 | 12 | 800 | 36 | 0.125 | OK | OK | OK | OK | OK | -
| 2-10 | 3127.1637 | 14 | 2900 | 40 | 0.12504 | OK | - | - | - | - | 폐합단면
| 2-11 | 3224.9031 | 14 | 2900 | 40 | 0.125 | OK | - | - | - | - | 폐합단면
| 2-12 | 3127.1637 | 14 | 2900 | 40 | 0.12504 | OK | - | - | - | - | 폐합단면
| 2-13 | 2946.7552 | 12 | 800 | 40 | 0.125 | OK | OK | OK | OK | OK | -
| 2-14 | 2835.8682 | 12 | 600 | 40 | 0.12491 | OK | OK | OK | OK | OK | -
| 2-15 | 2821.7902 | 12 | 500 | 26 | 0.125 | OK | OK | OK | OK | OK | -
| 2-16 | 2821.7902 | 12 | 500 | 22 | 0.125 | OK | OK | OK | OK | OK | -
| 2-17 | 2821.7902 | 12 | 500 | 22 | 0.125 | OK | OK | OK | OK | OK | -
| 2-18 | 2821.7902 | 12 | 500 | 22 | 0.125 | OK | OK | OK | OK | OK | -
| 2-19 | 2620.2338 | 12 | 500 | 22 | 0.125 | OK | OK | OK | OK | OK | -
tt
D
tb
YU1
YL1
bb
bt
Hsb
θ
1
S
Neutral Axis
ts
th
tt
Dw
tb
YU3
YL3
1
S
Neutral Axis
bs
bh
tt
Dw
tb
YU4
YL4
b1
Hc
1
S
Neutral axis
tt
Dw
tb
YU2
YL2
b1
bt
Hc
1
S
Neutral Axis
b2
Type 1
Type 2
Type 3
Type 4
b w a
ts
beff(외측)
beff(내측)
beff(내측)
beff(외측)
bf
b w a1 w a2
ts
bf
Girder 1
Girder 2
Girder 3
aL w aR aL w aR aL w aR
ts
beff(left)
beff(right)
beff(left)
beff(right)
beff(left)
beff(right)

## Stress
6. | 부재력집계
6.1. | 해석보델링
6.2. | 적용하중 및 하중조합
|  |  | Case |  |  | DC | DW | LL+IM | FL | TU | CR/SH | SD | PS
|  |  | 극한한계 상태I |  | 최대 | 1.25 | 1.5 | 1.8 | 0 | 1.2 | 1 | 0 | 1
[5 empty] | 최소 | 0.9 | 0.65 | 1.8 | 0 | 0.5 | 1 | 0 | 1
|  |  | 사용한계 상태II |  | 최대 | 1 | 1 | 1.3 | 0 | 1.2 | 1 | 0.5 | 1
[5 empty] | 최소 | 1 | 1 | 1.3 | 0 | 1 | 1 | 0.5 | 1
|  |  | 피로한계 상태 |  | 최대 | 0 | 0 | 0 | 0.75 | 0 | 0 | 0 | 0
[5 empty] | 최소 | 0 | 0 | 0 | 0.75 | 0 | 0 | 0 | 0
| · | 고정하중 (DC1)
|  |  | 합성전 고정하중 DC1 |  |  | : | 강재 자중
|  |  | 합성전 고정하중 DC2 |  |  | : | 내부콘크리트
|  |  | 합성전 고정하중 DC3 |  |  | : | 슬래브 자중
|  |  | 합성후 고정하중 DC4 |  |  | : | 2차 고정하중
| · | 포장하중 (DW) |  |  |  | : | 포장 및 설비 하중
| · | 활하중 (LL+IM) |  |  | : | 표준트럭하중과 표준트럭하중(75%)+표준차로하중 중 큰값 (충격계수 적용)
| · | 피로차량하중 (FL) |  |  |  | : | 표준트럭하중의 80%
| · | 온도하중 (TU) |  |  |  | : | 합성교 온도범위 적용 (-10℃ 에서 40℃)
| · | 크리프 및 건조수축 (CR&SH) |  |  |  | : | 콘크리트의 크리프와 건조수축의 영향
| · | 지점침하 (SD) |  |  |  | : | 각 지점에서 발생할 수 있는 부등침하
| · | 프리스트레스힘 (PS) |  |  |  | : | 긴장재에 의해 발생하는 프리스트레스힘
6.3. 부재력 집계
Table 6.3.1. Frame element forces (moment) (1/3)
① Moment
|  |  | Node | Steel | Bot con | Slab | 방호벽 | 포장 | LL |  | LL (Fracture)
|  |  |  | DC1 | DC2 | DC3 | DC4 | DW | Max | Min | Max | Min
|  |  | 101i | 0 | 0 | -0.03 | 0 | 0.01 | 0 | 0 | 0.02 | -0.01
|  |  | 101j | -1.92 | 0 | -8.81 | -1.22 | -1.2 | 0 | -143.27 | 0.01 | -104.64
|  |  | 102i | -1.93 | 0 | -8.84 | -1.21 | -1.16 | -2 | -143.28 | 0.02 | -104.63
|  |  | 102j | 1731.44 | 2.12 | 3569.13 | 839.05 | 737.07 | 3052.93 | -232.68 | 966.14 | -89.29
|  |  | 103i | 1731.43 | 2.12 | 3569.12 | 839.05 | 737.07 | 3052.93 | -232.68 | 966.14 | -89.29
|  |  | 103j | 3983.77 | 5.08 | 8032.88 | 1917.72 | 1677.12 | 6811.78 | -426.71 | 1941.74 | -75.94
|  |  | 104i | 3983.74 | 5.08 | 8032.88 | 1917.7 | 1677.12 | 6811.79 | -426.71 | 1941.73 | -75.94
|  |  | 104j | 6617.31 | 9.11 | 12938.79 | 3093.97 | 2716.56 | 10915.31 | -759.3 | 3043.12 | -158.93
|  |  | 105i | 6617.28 | 9.11 | 12938.75 | 3094 | 2716.57 | 10915.31 | -759.3 | 3043.12 | -158.93
|  |  | 105j | 8810.45 | 13.13 | 16949.81 | 4068.96 | 3563 | 14208.06 | -1091.99 | 3617.16 | -223.79
|  |  | 106i | 8810.48 | 13.13 | 16949.71 | 4068.95 | 3563.02 | 14208.06 | -1091.99 | 3617.15 | -223.79
|  |  | 106j | 10413.72 | 17.16 | 19658.7 | 4719.9 | 4141.98 | 16441.72 | -1424.83 | 4185.69 | -286.23
|  |  | 107i | 10413.7 | 17.16 | 19658.69 | 4719.87 | 4141.98 | 16441.72 | -1424.83 | 4185.7 | -286.22
|  |  | 107j | 11491.86 | 21.18 | 21472.55 | 5169.48 | 4528.01 | 18066.83 | -1759.08 | 4321.82 | -358.88
|  |  | 108i | 11491.83 | 21.18 | 21472.54 | 5169.48 | 4527.96 | 18066.83 | -1759.08 | 4321.82 | -358.88
|  |  | 108j | 11912.56 | 25.2 | 21961.12 | 5291.55 | 4644.61 | 18634.91 | -2093.64 | 4526.41 | -433.36
|  |  | 109i | 11912.56 | 25.2 | 21961.16 | 5291.58 | 4644.62 | 18634.91 | -2093.64 | 4526.41 | -433.36
|  |  | 109j | 11777.86 | 29.22 | 21554.5 | 5212.3 | 4568.15 | 18650.66 | -2428.21 | 4334.87 | -507.84
|  |  | 110i | 11777.89 | 29.22 | 21554.52 | 5212.29 | 4568.19 | 18650.65 | -2428.21 | 4334.88 | -507.85
|  |  | 110j | 11009.52 | 33.24 | 19967.65 | 4845.69 | 4246.6 | 17828.85 | -2762.12 | 4156.32 | -579.47
|  |  | 111i | 11009.53 | 33.24 | 19967.69 | 4845.68 | 4246.56 | 17828.85 | -2762.12 | 4156.33 | -579.47
|  |  | 111j | 9596.94 | 37.23 | 17179.14 | 4190.54 | 3679.05 | 16156.45 | -3094.24 | 4001.01 | -640.96
|  |  | 112i | 9596.94 | 37.23 | 17179.23 | 4190.55 | 3679.04 | 16156.45 | -3094.24 | 4000.99 | -640.95
|  |  | 112j | 7666.94 | 41.22 | 13495.84 | 3334.3 | 2918.38 | 13989.12 | -3426.36 | 3490.86 | -702.42
|  |  | 113i | 7667.03 | 41.22 | 13495.9 | 3334.27 | 2918.4 | 13989.12 | -3426.36 | 3490.86 | -702.42
|  |  | 113j | 5180.59 | 45.2 | 8519.91 | 2151.76 | 1889.88 | 10897.17 | -3757.43 | 3091.93 | -785.01
|  |  | 114i | 5180.61 | 45.2 | 8519.93 | 2151.78 | 1889.87 | 10897.17 | -3757.43 | 3091.92 | -785
|  |  | 114j | 2232.41 | 49.17 | 2649.12 | 767.98 | 668.33 | 7461.16 | -4121.78 | 2395.68 | -898.1
|  |  | 115i | 2232.38 | 49.17 | 2649.07 | 767.99 | 668.33 | 7461.16 | -4121.78 | 2395.68 | -898.09
|  |  | 115j | -1220.59 | 53.15 | -4521.53 | -936.79 | -818.91 | 4169.05 | -5438.6 | 1862.68 | -1116.41
|  |  | 116i | -1220.59 | 53.15 | -4521.54 | -936.79 | -818.91 | 4169.05 | -5438.6 | 1862.68 | -1116.41
|  |  | 116j | -5066.55 | 57.12 | -12587.19 | -2842.86 | -2499.17 | 2079.24 | -8137.54 | 1147.17 | -1334.73
|  |  | 117i | -5066.54 | 57.12 | -12587.16 | -2842.86 | -2499.16 | 2079.24 | -8137.55 | 1147.17 | -1334.74
|  |  | 117j | -9508.75 | -122.96 | -22022.67 | -5077.75 | -4450.65 | 646.76 | -13419.43 | 427.55 | -2319.87
|  |  | 118i | -9508.72 | -122.96 | -22022.61 | -5077.78 | -4450.66 | 646.76 | -13419.43 | 427.55 | -2319.88
|  |  | 118j | -12983.05 | -522.68 | -29159.98 | -6761.92 | -5931.48 | 186.16 | -17772.48 | 60.71 | -3130.61
|  |  | 119i | -12983.01 | -522.68 | -29160.05 | -6761.96 | -5931.51 | 186.16 | -17772.48 | 60.71 | -3130.64
|  |  | 119j | -14583.37 | -782.53 | -32352.95 | -7513.9 | -6595.1 | 96.52 | -19772.95 | 105.24 | -3506.61
|  |  | 120i | -14583.37 | -782.53 | -32352.99 | -7514.01 | -6595.07 | 102.46 | -19771.39 | 109.46 | -3500.21
|  |  | 120j | -13389 | -524.54 | -29828.04 | -6923.42 | -6073.09 | 335.08 | -18524.96 | 162.72 | -3328.53
|  |  | 121i | -13389.03 | -524.54 | -29827.91 | -6923.43 | -6073.06 | 335.08 | -18524.96 | 162.72 | -3328.53
|  |  | 121j | -10862.18 | -128.23 | -24249.52 | -5615.86 | -4922.52 | 1418.58 | -16035.12 | 699.62 | -2927.92
|  |  | 122i | -10862.16 | -128.23 | -24249.43 | -5615.86 | -4922.52 | 1418.58 | -16035.12 | 699.62 | -2927.92
|  |  | 122j | -7787.66 | 49.59 | -17040.9 | -3918.95 | -3442.96 | 4031.51 | -13409.34 | 1551.12 | -2357.67
|  |  | 123i | -7787.66 | 49.59 | -17040.91 | -3918.95 | -3442.95 | 4031.51 | -13409.34 | 1551.12 | -2357.67
|  |  | 123j | -5346.41 | 43.3 | -11167.3 | -2548.35 | -2232.47 | 6352.81 | -11535.72 | 2269.4 | -1954.13
|  |  | 124i | -5346.41 | 43.3 | -11167.32 | -2548.35 | -2232.48 | 6352.81 | -11535.72 | 2269.4 | -1954.13
|  |  | 124j | -3359.75 | 37.01 | -6188.78 | -1378.99 | -1214.99 | 8258.86 | -9806.02 | 2613.76 | -1557.93
|  |  | 125i | -3359.75 | 37.01 | -6188.76 | -1378.99 | -1214.99 | 8258.86 | -9806.02 | 2613.76 | -1557.93
|  |  | 125j | -1865.98 | 30.67 | -2546.49 | -534.81 | -466.31 | 9072.05 | -8125.96 | 2980.58 | -1265.91
|  |  | 126i | -1865.98 | 30.67 | -2546.49 | -534.81 | -466.31 | 9072.05 | -8125.96 | 2980.59 | -1265.91
|  |  | 126j | -735.55 | 24.33 | 200.82 | 108.11 | 89.38 | 9290.63 | -6449.89 | 2894.68 | -978.96
|  |  | 127i | -735.55 | 24.33 | 200.81 | 108.11 | 89.38 | 9290.62 | -6449.89 | 2894.67 | -978.97
|  |  | 127j | -40.26 | 18.05 | 1668.99 | 432.01 | 381.07 | 8328.87 | -4784.82 | 2824.52 | -727.06
|  |  | 128i | -40.26 | 18.05 | 1668.99 | 432.01 | 381.07 | 8328.87 | -4784.82 | 2824.52 | -727.06
|  |  | 128j | 335.14 | 11.76 | 2242.16 | 554.65 | 479.76 | 6607.9 | -3119.75 | 2268.25 | -475.15
|  |  | 129i | 335.14 | 11.76 | 2242.17 | 554.65 | 479.76 | 6607.9 | -3119.75 | 2268.26 | -475.15
|  |  | 129j | 220.91 | 3.64 | 1089.68 | 246.35 | 220.11 | 2460.86 | -967.1 | 1055.57 | -147.06
|  |  | 130i | 220.92 | 3.64 | 1089.68 | 246.35 | 220.11 | 2460.86 | -967.1 | 1055.57 | -147.06
|  |  | 130j | -1.85 | 0 | -8.83 | -1.21 | -1.16 | -2 | -143.29 | 0.05 | -104.64
|  |  | 131i | -1.86 | 0 | -8.86 | -1.22 | -1.17 | 0 | -143.27 | 0.01 | -104.63
|  |  | 131j | 0 | 0 | 0 | 0 | 0 | 0 | 0 | 0.01 | -0.01
|  |  | 201i | -0.03 | 0 | 0 | 0.05 | -0.03 | 0 | 0 | 0 | 0
|  |  | 201j | -1.89 | 0 | -8.84 | -1.27 | -1.15 | 0 | -142.16 | 0 | 0
|  |  | 202i | -1.92 | 0 | -8.81 | -1.22 | -1.17 | 0.03 | -142.16 | 0 | 0
|  |  | 202j | 1731.43 | 2.12 | 3569.1 | 838.98 | 737.09 | 3052.93 | -232.67 | 0 | 0
|  |  | 203i | 1731.4 | 2.12 | 3569.19 | 838.97 | 737.09 | 3052.93 | -232.67 | 0 | 0
|  |  | 203j | 3983.79 | 5.08 | 8032.83 | 1917.51 | 1677.14 | 6811.79 | -426.67 | 0 | 0
|  |  | 204i | 3983.78 | 5.08 | 8032.86 | 1917.52 | 1677.15 | 6811.8 | -426.67 | 0 | 0
|  |  | 204j | 6617.28 | 9.11 | 12938.83 | 3093.79 | 2716.59 | 10915.33 | -759.26 | 0 | 0
|  |  | 205i | 6617.25 | 9.11 | 12938.77 | 3093.79 | 2716.57 | 10915.33 | -759.26 | 0 | 0
|  |  | 205j | 8810.47 | 13.13 | 16949.81 | 4068.84 | 3563.04 | 14208.08 | -1091.95 | 0 | 0
|  |  | 206i | 8810.47 | 13.13 | 16949.76 | 4068.83 | 3563.05 | 14208.08 | -1091.95 | 0 | 0
|  |  | 206j | 10413.74 | 17.16 | 19658.66 | 4719.75 | 4141.98 | 16441.74 | -1424.81 | 0 | 0
|  |  | 207i | 10413.79 | 17.16 | 19658.7 | 4719.75 | 4141.99 | 16441.74 | -1424.81 | 0 | 0
|  |  | 207j | 11491.77 | 21.18 | 21472.55 | 5169.42 | 4528.03 | 18066.84 | -1759.07 | 0 | 0
|  |  | 208i | 11491.81 | 21.18 | 21472.52 | 5169.42 | 4528.01 | 18066.84 | -1759.07 | 0 | 0
|  |  | 208j | 11912.59 | 25.2 | 21961.15 | 5291.5 | 4644.58 | 18634.92 | -2093.64 | 0 | 0
|  |  | 209i | 11912.54 | 25.2 | 21961.12 | 5291.49 | 4644.58 | 18634.92 | -2093.64 | 0 | 0
|  |  | 209j | 11777.89 | 29.22 | 21554.55 | 5212.35 | 4568.2 | 18650.67 | -2428.21 | 0 | 0
|  |  | 210i | 11777.86 | 29.22 | 21554.7 | 5212.36 | 4568.2 | 18650.66 | -2428.21 | 0 | 0
|  |  | 210j | 11009.55 | 33.24 | 19967.47 | 4845.65 | 4246.58 | 17828.85 | -2762.13 | 0 | 0
|  |  | 211i | 11009.61 | 33.24 | 19967.63 | 4845.64 | 4246.6 | 17828.85 | -2762.13 | 0 | 0
|  |  | 211j | 9596.86 | 37.23 | 17179.2 | 4190.69 | 3679 | 16156.43 | -3094.26 | 0 | 0
|  |  | 212i | 9596.83 | 37.23 | 17179.19 | 4190.66 | 3679.02 | 16156.43 | -3094.26 | 0 | 0
|  |  | 212j | 7667.05 | 41.23 | 13495.88 | 3334.36 | 2918.37 | 13989.09 | -3426.38 | 0 | 0
|  |  | 213i | 7667.02 | 41.22 | 13495.88 | 3334.39 | 2918.37 | 13989.08 | -3426.38 | 0 | 0
|  |  | 213j | 5180.6 | 45.2 | 8519.93 | 2151.88 | 1889.87 | 10897.11 | -3757.44 | 0 | 0
|  |  | 214i | 5180.68 | 45.2 | 8519.92 | 2151.88 | 1889.86 | 10897.11 | -3757.44 | 0 | 0
|  |  | 214j | 2232.33 | 49.17 | 2649.13 | 768.19 | 668.3 | 7461.05 | -4121.78 | 0 | 0
|  |  | 215i | 2232.38 | 49.17 | 2649.12 | 768.17 | 668.3 | 7461.05 | -4121.78 | 0 | 0
|  |  | 215j | -1220.6 | 53.15 | -4521.58 | -936.69 | -818.92 | 4168.96 | -5438.58 | 0 | 0
|  |  | 216i | -1220.62 | 53.15 | -4521.57 | -936.68 | -818.93 | 4168.96 | -5438.58 | 0 | 0
|  |  | 216j | -5066.53 | 57.12 | -12587.15 | -2842.79 | -2499.18 | 2079.18 | -8137.56 | 0 | 0
|  |  | 217i | -5066.53 | 57.12 | -12587.2 | -2842.79 | -2499.19 | 2079.19 | -8137.57 | 0 | 0
|  |  | 217j | -9508.76 | -122.96 | -22022.56 | -5078.07 | -4450.58 | 630.33 | -13419.36 | 0 | 0
|  |  | 218i | -9508.75 | -122.96 | -22022.66 | -5078.1 | -4450.58 | 630.33 | -13419.36 | 0 | 0
|  |  | 218j | -12983.01 | -522.68 | -29159.81 | -6762.51 | -5931.43 | 185.98 | -17772.28 | 0 | 0
|  |  | 219i | -12983 | -522.68 | -29159.87 | -6762.48 | -5931.39 | 185.98 | -17772.28 | 0 | 0
|  |  | 219j | -14583.37 | -782.53 | -32353.02 | -7514.67 | -6595.03 | 96.43 | -19772.71 | 0 | 0
|  |  | 220i | -14583.28 | -782.53 | -32353.06 | -7514.51 | -6595.01 | 102.4 | -19771.15 | 0 | 0
|  |  | 220j | -13389.08 | -524.54 | -29827.91 | -6923.88 | -6073 | 335.19 | -18524.78 | 0 | 0
|  |  | 221i | -13389.03 | -524.54 | -29827.96 | -6923.87 | -6072.99 | 335.19 | -18524.78 | 0 | 0
|  |  | 221j | -10862.15 | -128.23 | -24249.48 | -5616.04 | -4922.5 | 1418.68 | -16035.04 | 0 | 0
|  |  | 222i | -10862.16 | -128.23 | -24249.5 | -5616.05 | -4922.5 | 1418.68 | -16035.04 | 0 | 0
|  |  | 222j | -7787.66 | 49.59 | -17040.88 | -3918.83 | -3442.97 | 4031.38 | -13409.31 | 0 | 0
|  |  | 223i | -7787.64 | 49.59 | -17040.9 | -3918.83 | -3442.97 | 4031.38 | -13409.31 | 0 | 0
|  |  | 223j | -5346.42 | 43.3 | -11167.36 | -2548.21 | -2232.49 | 6352.7 | -11535.7 | 0 | 0
|  |  | 224i | -5346.42 | 43.3 | -11167.35 | -2548.21 | -2232.49 | 6352.7 | -11535.7 | 0 | 0
|  |  | 224j | -3359.74 | 37.01 | -6188.78 | -1378.86 | -1215.01 | 8258.8 | -9806.04 | 0 | 0
|  |  | 225i | -3359.74 | 37.01 | -6188.77 | -1378.86 | -1215.01 | 8258.8 | -9806.04 | 0 | 0
|  |  | 225j | -1865.99 | 30.67 | -2546.5 | -534.78 | -466.32 | 9072.02 | -8125.96 | 0 | 0
|  |  | 226i | -1865.98 | 30.67 | -2546.48 | -534.78 | -466.31 | 9072.02 | -8125.96 | 0 | 0
|  |  | 226j | -735.54 | 24.33 | 200.81 | 108.05 | 89.39 | 9290.63 | -6449.87 | 0 | 0
|  |  | 227i | -735.55 | 24.33 | 200.81 | 108.05 | 89.39 | 9290.62 | -6449.86 | 0 | 0
|  |  | 227j | -40.26 | 18.05 | 1669.01 | 431.86 | 381.09 | 8328.86 | -4784.77 | 0 | 0
|  |  | 228i | -40.26 | 18.05 | 1669 | 431.86 | 381.09 | 8328.86 | -4784.77 | 0 | 0
|  |  | 228j | 335.14 | 11.76 | 2242.18 | 554.42 | 479.8 | 6607.87 | -3119.67 | 0 | 0
|  |  | 229i | 335.14 | 11.76 | 2242.18 | 554.42 | 479.8 | 6607.87 | -3119.67 | 0 | 0
|  |  | 229j | 220.92 | 3.64 | 1089.69 | 246.28 | 220.12 | 2460.85 | -967.07 | 0 | 0
|  |  | 230i | 220.91 | 3.64 | 1089.69 | 246.28 | 220.12 | 2460.85 | -967.07 | 0 | 0
|  |  | 230j | -1.85 | 0 | -8.83 | -1.21 | -1.16 | -2 | -142.16 | 0 | 0
|  |  | 231i | -1.86 | 0 | -8.85 | -1.22 | -1.17 | 0 | -142.16 | 0 | 0
|  |  | 231j | 0 | 0 | -0.01 | 0 | 0 | 0 | 0 | 0 | 0
Table 6.3.1. Frame element foces (shear) (2/3)
② Shear
|  |  | Node | Steel | Bot con | Slab | 방호벽 | 포장 | Live-load |  | LL (Fracture)
|  |  |  | DC1 | DC2 | DC3 | DC4 | DW | Max | Min | Max | Min
|  |  | 101i | 0.25 | 0 | 0.12 | -0.22 | -0.11 | 0 | -260.5 | 3.36 | -0.01
|  |  | 101j | -6.73 | 0 | -32.06 | -4.64 | -4.35 | 0 | -260.5 | 3.65 | -104.64
|  |  | 102i | 670.91 | 0.8 | 1427.75 | 327.74 | 288.8 | 1215.58 | -66.89 | 413.69 | -104.63
|  |  | 102j | 637.29 | 0.8 | 1272.67 | 306.41 | 268.34 | 1133.21 | -77.16 | 364.58 | -89.29
|  |  | 103i | 637.28 | 0.8 | 1272.64 | 306.43 | 268.35 | 1133.21 | -77.16 | 364.58 | -89.29
|  |  | 103j | 580.19 | 0.8 | 1140.18 | 276.64 | 239.79 | 1032.82 | -125.95 | 305.78 | -75.94
|  |  | 104i | 565.29 | 0.8 | 1070.69 | 255.38 | 227.19 | 1008.86 | -109.76 | 341.07 | -75.94
|  |  | 104j | 488.14 | 0.8 | 891.69 | 215.13 | 188.59 | 885.54 | -182.9 | 269.9 | -158.93
|  |  | 105i | 488.14 | 0.8 | 891.71 | 215.12 | 188.59 | 885.54 | -182.9 | 269.89 | -158.93
|  |  | 105j | 389.13 | 0.8 | 712.71 | 174.87 | 149.99 | 783.4 | -277.99 | 209.9 | -223.79
|  |  | 106i | 370.15 | 0.81 | 631.29 | 150.32 | 135.09 | 758.34 | -221.05 | 287.33 | -223.79
|  |  | 106j | 271.15 | 0.81 | 452.29 | 110.07 | 96.49 | 652.8 | -304.18 | 225.69 | -286.23
|  |  | 107i | 271.2 | 0.81 | 452.28 | 110.05 | 96.5 | 652.8 | -304.18 | 225.67 | -286.22
|  |  | 107j | 160.07 | 0.81 | 273.28 | 69.8 | 57.9 | 563.48 | -403.78 | 171.8 | -358.88
|  |  | 108i | 139.71 | 0.8 | 187.21 | 44.54 | 42.63 | 552.13 | -352.17 | 253.68 | -358.88
|  |  | 108j | 28.58 | 0.8 | 8.21 | 4.29 | 4.03 | 454.01 | -439.91 | 193.2 | -433.36
|  |  | 109i | 28.62 | 0.8 | 8.17 | 4.27 | 4.01 | 454.01 | -439.91 | 193.21 | -433.36
|  |  | 109j | -82.51 | 0.8 | -170.83 | -35.98 | -34.59 | 372.08 | -542.6 | 141.35 | -507.84
|  |  | 110i | -98.11 | 0.81 | -227.87 | -53.2 | -45.02 | 404.89 | -544.74 | 207.51 | -507.85
|  |  | 110j | -209.24 | 0.81 | -406.87 | -93.45 | -83.62 | 317.18 | -641.21 | 146.89 | -579.47
|  |  | 111i | -226.95 | 0.8 | -468.2 | -110.9 | -94.2 | 361.34 | -643.48 | 219.52 | -579.47
|  |  | 111j | -338.08 | 0.8 | -647.2 | -151.15 | -132.8 | 269.23 | -735.21 | 160.13 | -640.96
|  |  | 112i | -338.14 | 0.8 | -647.18 | -151.13 | -132.83 | 269.23 | -735.21 | 160.14 | -640.95
|  |  | 112j | -433.86 | 0.8 | -826.18 | -191.38 | -171.43 | 194.31 | -841.58 | 107.48 | -702.42
|  |  | 113i | -451.11 | 0.79 | -905.7 | -216.38 | -186.41 | 261.68 | -870.41 | 182.37 | -702.42
|  |  | 113j | -543.46 | 0.79 | -1084.7 | -256.63 | -225.01 | 181.49 | -967.84 | 124.48 | -785.01
|  |  | 114i | -543.46 | 0.79 | -1084.66 | -256.64 | -225.01 | 181.49 | -967.84 | 124.47 | -785
|  |  | 114j | -635.82 | 0.79 | -1263.66 | -296.89 | -263.61 | 117.89 | -1078.81 | 75.3 | -898.1
|  |  | 115i | -654.26 | 0.79 | -1344.62 | -320.83 | -278.15 | 197.04 | -1115.26 | 139.56 | -898.09
|  |  | 115j | -726.93 | 0.79 | -1523.62 | -361.08 | -316.75 | 132.12 | -1218.23 | 86.8 | -1116.41
|  |  | 116i | -726.94 | 0.79 | -1523.63 | -361.09 | -316.75 | 132.12 | -1218.23 | 86.8 | -1116.41
|  |  | 116j | -811.43 | 0.79 | -1702.63 | -401.34 | -355.35 | 81.45 | -1332.23 | 43.59 | -1334.73
|  |  | 117i | -836.11 | 1.05 | -1797.59 | -426.86 | -371 | 161.44 | -1381.37 | 78.28 | -1334.74
|  |  | 117j | -940.77 | -77.82 | -1976.59 | -467.11 | -409.6 | 118.38 | -1496.14 | 49.02 | -2319.87
|  |  | 118i | -940.8 | -77.82 | -1976.64 | -467.1 | -409.59 | 118.38 | -1496.14 | 49.02 | -2319.88
|  |  | 118j | -1044.52 | -154.39 | -2101.94 | -495.28 | -436.61 | 98.33 | -1582.19 | 49.02 | -3130.61
|  |  | 119i | -1044.56 | -154.39 | -2101.65 | -495.27 | -436.62 | 98.33 | -1582.19 | 49.01 | -3130.64
|  |  | 119j | -1089.35 | -192.08 | -2155.35 | -507.34 | -448.2 | 93.98 | -1620.22 | 189.52 | -3506.61
|  |  | 120i | 818.61 | 190.84 | 1710.25 | 399.79 | 353.79 | 1336.24 | -45.18 | 437.98 | -3500.21
|  |  | 120j | 773.82 | 153.15 | 1656.55 | 387.71 | 342.21 | 1294.6 | -49.56 | 418.88 | -3328.53
|  |  | 121i | 773.82 | 153.15 | 1656.49 | 387.68 | 342.23 | 1294.6 | -49.56 | 418.88 | -3328.53
|  |  | 121j | 670.1 | 77.37 | 1531.19 | 359.51 | 315.21 | 1200.37 | -74.39 | 371.58 | -2927.92
|  |  | 122i | 670.09 | 77.37 | 1531.21 | 359.51 | 315.21 | 1200.37 | -74.39 | 371.58 | -2927.92
|  |  | 122j | 559.71 | -1.5 | 1352.21 | 319.26 | 276.61 | 1074.6 | -127.47 | 307.9 | -2357.67
|  |  | 123i | 538.45 | -1.26 | 1264.22 | 294.25 | 261.4 | 1020.04 | -84.1 | 349.8 | -2357.67
|  |  | 123j | 438.05 | -1.26 | 1085.22 | 254 | 222.8 | 896.86 | -150.58 | 284.73 | -1954.13
|  |  | 124i | 438.05 | -1.26 | 1085.21 | 254 | 222.8 | 896.86 | -150.58 | 284.73 | -1954.13
|  |  | 124j | 356.62 | -1.26 | 906.21 | 213.75 | 184.2 | 785.76 | -236.34 | 222.04 | -1557.93
|  |  | 125i | 335.09 | -1.27 | 817.95 | 188.96 | 169.04 | 758 | -194.53 | 295.37 | -1557.93
|  |  | 125j | 262.42 | -1.27 | 638.95 | 148.71 | 130.44 | 639.65 | -277.33 | 224.89 | -1265.91
|  |  | 126i | 262.42 | -1.27 | 638.96 | 148.71 | 130.44 | 639.65 | -277.33 | 224.89 | -1265.91
|  |  | 126j | 189.75 | -1.27 | 459.96 | 108.46 | 91.84 | 537.66 | -382.8 | 158.44 | -978.96
|  |  | 127i | 171.04 | -1.26 | 383.14 | 84.9 | 77.64 | 591.86 | -391.46 | 245.74 | -978.97
|  |  | 127j | 107.07 | -1.26 | 204.14 | 44.65 | 39.04 | 480.45 | -489.35 | 167.97 | -727.06
|  |  | 128i | 107.07 | -1.26 | 204.14 | 44.65 | 39.04 | 480.45 | -489.35 | 167.97 | -727.06
|  |  | 128j | 43.09 | -1.26 | 25.14 | 4.4 | 0.44 | 381.74 | -611.36 | 95.76 | -475.15
|  |  | 129i | 23.74 | -1.26 | -62.32 | -21.61 | -15.16 | 419.3 | -648.28 | 149.97 | -475.15
|  |  | 129j | -59.05 | -1.26 | -293.94 | -73.69 | -65.11 | 335.83 | -828.59 | 50.71 | -147.06
|  |  | 130i | -59.05 | -1.26 | -293.94 | -73.69 | -65.11 | 335.83 | -828.59 | 50.71 | -147.06
|  |  | 130j | -94.58 | -1.26 | -463.65 | -97.04 | -87.49 | 332.78 | -928.88 | 211.61 | -104.64
|  |  | 131i | 6.74 | 0 | 32.2 | 4.43 | 4.25 | 260.5 | 0 | 212.19 | -104.63
|  |  | 131j | 0 | 0 | 0.01 | 0 | 0.01 | 260.5 | 0 | 190.25 | -0.01
|  |  | 201i | -0.22 | 0 | -0.16 | -0.27 | -0.07 | 0 | -258.48 | 0 | 0
|  |  | 201j | -7.2 | 0 | -32.34 | -4.7 | -4.31 | 0 | -258.48 | 0 | 0
|  |  | 202i | 670.9 | 0.8 | 1427.7 | 327.72 | 288.82 | 1215.58 | -66.89 | 0 | 0
|  |  | 202j | 637.28 | 0.8 | 1272.62 | 306.39 | 268.36 | 1133.22 | -77.16 | 0 | 0
|  |  | 203i | 637.31 | 0.8 | 1272.61 | 306.39 | 268.35 | 1133.22 | -77.16 | 0 | 0
|  |  | 203j | 580.22 | 0.8 | 1140.15 | 276.6 | 239.79 | 1032.82 | -125.94 | 0 | 0
|  |  | 204i | 565.27 | 0.8 | 1070.69 | 255.38 | 227.19 | 1008.86 | -109.76 | 0 | 0
|  |  | 204j | 488.12 | 0.8 | 891.69 | 215.13 | 188.59 | 885.54 | -182.9 | 0 | 0
|  |  | 205i | 488.15 | 0.8 | 891.72 | 215.13 | 188.6 | 885.54 | -182.9 | 0 | 0
|  |  | 205j | 389.14 | 0.8 | 712.72 | 174.88 | 150 | 783.4 | -277.99 | 0 | 0
|  |  | 206i | 370.16 | 0.81 | 631.28 | 150.31 | 135.09 | 758.34 | -221.05 | 0 | 0
|  |  | 206j | 271.15 | 0.81 | 452.28 | 110.06 | 96.49 | 652.8 | -302.17 | 0 | 0
|  |  | 207i | 271.16 | 0.81 | 452.27 | 110.06 | 96.51 | 652.8 | -302.17 | 0 | 0
|  |  | 207j | 160.03 | 0.81 | 273.27 | 69.81 | 57.91 | 563.48 | -399.55 | 0 | 0
|  |  | 208i | 139.72 | 0.8 | 187.22 | 44.54 | 42.61 | 552.12 | -352.16 | 0 | 0
|  |  | 208j | 28.59 | 0.8 | 8.22 | 4.29 | 4.01 | 454 | -439.91 | 0 | 0
|  |  | 209i | 28.63 | 0.8 | 8.18 | 4.3 | 4.02 | 454 | -439.91 | 0 | 0
|  |  | 209j | -82.49 | 0.8 | -170.82 | -35.95 | -34.58 | 372.08 | -541.59 | 0 | 0
|  |  | 210i | -98.1 | 0.81 | -227.94 | -53.22 | -45.02 | 403.4 | -544.74 | 0 | 0
|  |  | 210j | -209.22 | 0.81 | -406.94 | -93.47 | -83.62 | 317.18 | -641.21 | 0 | 0
|  |  | 211i | -226.98 | 0.8 | -468.18 | -110.87 | -94.22 | 352.69 | -643.48 | 0 | 0
|  |  | 211j | -338.11 | 0.8 | -647.18 | -151.12 | -132.82 | 262.55 | -735.21 | 0 | 0
|  |  | 212i | -338.1 | 0.8 | -647.16 | -151.14 | -132.83 | 262.55 | -735.21 | 0 | 0
|  |  | 212j | -433.82 | 0.8 | -826.16 | -191.39 | -171.43 | 189.45 | -841.58 | 0 | 0
|  |  | 213i | -451.1 | 0.79 | -905.69 | -216.37 | -186.4 | 251.53 | -870.41 | 0 | 0
|  |  | 213j | -543.46 | 0.79 | -1084.69 | -256.62 | -225 | 173.19 | -967.84 | 0 | 0
|  |  | 214i | -543.49 | 0.79 | -1084.65 | -256.61 | -225.01 | 173.19 | -967.84 | 0 | 0
|  |  | 214j | -635.84 | 0.79 | -1263.65 | -296.86 | -263.61 | 111.12 | -1078.81 | 0 | 0
|  |  | 215i | -654.26 | 0.79 | -1344.64 | -320.85 | -278.14 | 197.05 | -1115.26 | 0 | 0
|  |  | 215j | -726.93 | 0.79 | -1523.64 | -361.1 | -316.74 | 132.12 | -1218.23 | 0 | 0
|  |  | 216i | -726.94 | 0.79 | -1523.62 | -361.1 | -316.75 | 132.12 | -1218.23 | 0 | 0
|  |  | 216j | -811.42 | 0.79 | -1702.62 | -401.35 | -355.35 | 81.46 | -1332.23 | 0 | 0
|  |  | 217i | -836.11 | 1.05 | -1797.57 | -426.93 | -370.98 | 161.49 | -1381.34 | 0 | 0
|  |  | 217j | -940.77 | -77.82 | -1976.57 | -467.18 | -409.58 | 118.42 | -1496.11 | 0 | 0
|  |  | 218i | -940.77 | -77.82 | -1976.56 | -467.17 | -409.6 | 118.42 | -1496.11 | 0 | 0
|  |  | 218j | -1044.5 | -154.39 | -2101.86 | -495.35 | -436.62 | 98.72 | -1582.16 | 0 | 0
|  |  | 219i | -1044.47 | -154.39 | -2101.92 | -495.41 | -436.64 | 98.72 | -1582.16 | 0 | 0
|  |  | 219j | -1089.26 | -192.08 | -2155.62 | -507.48 | -448.22 | 97.53 | -1620.19 | 0 | 0
|  |  | 220i | 818.55 | 190.84 | 1710.28 | 399.81 | 353.82 | 1336.22 | -46.45 | 0 | 0
|  |  | 220j | 773.76 | 153.15 | 1656.58 | 387.73 | 342.24 | 1294.58 | -49.59 | 0 | 0
|  |  | 221i | 773.83 | 153.15 | 1656.52 | 387.75 | 342.22 | 1294.58 | -49.59 | 0 | 0
|  |  | 221j | 670.11 | 77.37 | 1531.22 | 359.58 | 315.2 | 1200.34 | -74.43 | 0 | 0
|  |  | 222i | 670.09 | 77.37 | 1531.22 | 359.57 | 315.2 | 1200.34 | -74.43 | 0 | 0
|  |  | 222j | 559.71 | -1.5 | 1352.22 | 319.32 | 276.6 | 1074.58 | -127.5 | 0 | 0
|  |  | 223i | 538.45 | -1.26 | 1264.21 | 294.25 | 261.4 | 1020.05 | -77.88 | 0 | 0
|  |  | 223j | 438.04 | -1.26 | 1085.21 | 254 | 222.8 | 896.87 | -143.23 | 0 | 0
|  |  | 224i | 438.05 | -1.26 | 1085.21 | 254 | 222.8 | 896.87 | -143.23 | 0 | 0
|  |  | 224j | 356.62 | -1.26 | 906.22 | 213.75 | 184.2 | 785.77 | -227.77 | 0 | 0
|  |  | 225i | 335.08 | -1.27 | 817.96 | 188.94 | 169.04 | 758 | -192.1 | 0 | 0
|  |  | 225j | 262.42 | -1.27 | 638.96 | 148.69 | 130.44 | 639.65 | -272.88 | 0 | 0
|  |  | 226i | 262.42 | -1.27 | 638.96 | 148.69 | 130.44 | 639.65 | -272.88 | 0 | 0
|  |  | 226j | 189.75 | -1.27 | 459.96 | 108.44 | 91.84 | 537.66 | -375.85 | 0 | 0
|  |  | 227i | 171.05 | -1.26 | 383.14 | 84.89 | 77.64 | 591.86 | -391.45 | 0 | 0
|  |  | 227j | 107.07 | -1.26 | 204.14 | 44.64 | 39.04 | 480.45 | -489.35 | 0 | 0
|  |  | 228i | 107.07 | -1.26 | 204.14 | 44.64 | 39.04 | 480.45 | -489.35 | 0 | 0
|  |  | 228j | 43.09 | -1.26 | 25.14 | 4.39 | 0.44 | 381.75 | -611.36 | 0 | 0
|  |  | 229i | 23.74 | -1.26 | -62.32 | -21.59 | -15.16 | 419.3 | -648.27 | 0 | 0
|  |  | 229j | -59.05 | -1.26 | -293.94 | -73.67 | -65.11 | 335.82 | -828.59 | 0 | 0
|  |  | 230i | -59.05 | -1.26 | -293.94 | -73.67 | -65.11 | 335.82 | -828.59 | 0 | 0
|  |  | 230j | -94.58 | -1.26 | -463.65 | -97.01 | -87.5 | 332.77 | -928.88 | 0 | 0
|  |  | 231i | 6.76 | 0 | 32.18 | 4.43 | 4.25 | 258.48 | 0 | 0 | 0
|  |  | 231j | 0.02 | 0 | 0 | 0 | 0 | 258.48 | 0 | 0 | 0
Table 6.3.1. Frame element foces (torsion) (3/3)
③ Torsion
|  |  | Node | Steel | Bot con | Slab | 방호벽 | 포장 | Live-load |  | LL (Fracture)
|  |  |  | DC1 | DC2 | DC3 | DC4 | DW | Max | Min | Max | Min
|  |  | 101i | 0 | 0 | 0 | 0 | 0 | 160.28 | -46.09 | 5.12 | -37.09
|  |  | 101j | 0 | 0 | 0.9 | 15.89 | -0.72 | 160.28 | -46.09 | 33.91 | -40.35
|  |  | 102i | 2.91 | 0 | 31.24 | -243.31 | 26.85 | 974.62 | -2.07 | 371.78 | -388.34
|  |  | 102j | 2.91 | 0 | 35.58 | -166.73 | 23.38 | 978.06 | -1000.04 | 371.78 | -388.34
|  |  | 103i | 2.91 | 0 | 35.58 | -166.73 | 23.38 | 978.06 | -1000.04 | 371.78 | -388.34
|  |  | 103j | 2.91 | 0 | 32.55 | -59.8 | 18.54 | 983.39 | -1000.04 | 371.78 | -388.34
|  |  | 104i | 2.93 | 0 | 20.57 | -254.66 | 22.37 | 1047.63 | -1064.74 | 393.59 | -415.83
|  |  | 104j | 2.93 | 0 | 16.47 | -110.16 | 15.82 | 1054.84 | -1064.74 | 393.59 | -415.83
|  |  | 105i | 2.93 | 0 | 16.47 | -110.16 | 15.82 | 1054.84 | -1064.74 | 393.59 | -415.83
|  |  | 105j | 2.93 | 0 | 12.37 | 34.34 | 9.27 | 1062.05 | -1064.74 | 393.59 | -415.83
|  |  | 106i | 1 | 0 | 6.68 | -193.07 | 13.42 | 816.45 | -813.78 | 303.46 | -326.67
|  |  | 106j | 1 | 0 | 2.58 | -48.57 | 6.87 | 823.66 | -813.52 | 303.46 | -326.67
|  |  | 107i | 1 | 0 | 2.58 | -48.57 | 6.87 | 823.66 | -813.52 | 303.46 | -326.67
|  |  | 107j | 1 | 0 | -1.52 | 95.93 | 0.32 | 830.87 | -813.52 | 303.46 | -326.67
|  |  | 108i | -2.04 | 0 | -11.49 | -143.97 | 5.47 | 639.02 | -617.11 | 207.2 | -228.95
|  |  | 108j | -2.04 | 0 | -15.59 | 0.53 | -1.08 | 644.38 | -597.45 | 207.2 | -228.95
|  |  | 109i | -2.04 | 0 | -15.59 | 0.53 | -1.08 | 644.38 | -597.45 | 207.2 | -228.95
|  |  | 109j | -2.04 | 0 | -19.69 | 145.03 | -7.63 | 653.1 | -597.37 | 207.2 | -228.95
|  |  | 110i | 0.67 | 0 | 2.94 | -82.34 | 4.78 | 615.52 | -635.11 | 201.59 | -163.97
|  |  | 110j | 0.67 | 0 | -1.16 | 62.16 | -1.77 | 616.87 | -629.24 | 201.59 | -163.97
|  |  | 111i | 0.19 | -0.01 | 15.33 | -166.65 | 10.55 | 679 | -729.58 | 293.48 | -261.43
|  |  | 111j | 0.19 | -0.01 | 11.23 | -22.15 | 4 | 679 | -722.37 | 293.48 | -261.43
|  |  | 112i | 0.19 | -0.01 | 11.23 | -22.15 | 4 | 679 | -722.37 | 293.48 | -261.43
|  |  | 112j | 0.19 | -0.01 | 7.13 | 122.35 | -2.55 | 686.94 | -715.16 | 293.48 | -261.43
|  |  | 113i | 0.69 | -0.02 | 6.16 | -123.22 | 3.91 | 848.05 | -889.26 | 364.77 | -329.59
|  |  | 113j | 0.69 | -0.02 | 2.06 | 21.28 | -2.64 | 848.05 | -882.05 | 364.77 | -329.59
|  |  | 114i | 0.69 | -0.02 | 2.06 | 21.28 | -2.64 | 848.05 | -882.05 | 364.77 | -329.59
|  |  | 114j | 0.69 | -0.02 | -2.04 | 165.78 | -9.19 | 850.33 | -874.84 | 364.77 | -329.59
|  |  | 115i | 0.2 | -0.05 | -2.78 | -73.17 | -2.66 | 1097.35 | -1085.87 | 400.59 | -365.92
|  |  | 115j | 0.2 | -0.05 | -6.88 | 71.33 | -9.21 | 1097.35 | -1078.66 | 400.59 | -365.92
|  |  | 116i | 0.2 | -0.05 | -6.88 | 71.33 | -9.21 | 1097.35 | -1078.66 | 400.59 | -365.92
|  |  | 116j | 0.2 | -0.05 | -10.98 | 215.83 | -15.76 | 1097.37 | -1071.46 | 400.59 | -365.92
|  |  | 117i | -9.62 | 0.23 | -45.35 | -8.3 | -13.2 | 1260.31 | -1228.91 | 386.83 | -352.43
|  |  | 117j | -9.62 | 0.23 | -49.45 | 136.2 | -19.75 | 1260.31 | -1221.7 | 386.83 | -352.43
|  |  | 118i | -9.62 | 0.23 | -49.45 | 136.2 | -19.75 | 1260.31 | -1221.7 | 386.83 | -352.43
|  |  | 118j | -9.62 | 0.23 | -52.32 | 237.35 | -24.34 | 1264.48 | -1216.7 | 386.83 | -352.43
|  |  | 119i | -9.62 | 0.23 | -52.32 | 237.35 | -24.34 | 1264.48 | -1216.7 | 386.83 | -352.43
|  |  | 119j | -9.62 | 0.23 | -53.55 | 280.7 | -26.3 | 1268.82 | -1215.57 | 386.83 | -352.43
|  |  | 120i | 7.99 | -0.22 | 50.57 | -266.98 | 24.26 | 974.91 | -1036.2 | 286.45 | -318.61
|  |  | 120j | 7.99 | -0.22 | 49.34 | -223.63 | 22.3 | 976 | -1035.13 | 286.45 | -318.61
|  |  | 121i | 7.99 | -0.22 | 49.34 | -223.63 | 22.3 | 976 | -1035.13 | 286.45 | -318.61
|  |  | 121j | 7.99 | -0.22 | 46.47 | -122.48 | 17.71 | 980.99 | -1035.07 | 286.45 | -318.61
|  |  | 122i | 7.99 | -0.22 | 46.47 | -122.48 | 17.71 | 980.99 | -1035.07 | 286.45 | -318.61
|  |  | 122j | 7.99 | -0.22 | 42.37 | 22.02 | 11.16 | 988.2 | -1035.07 | 286.45 | -318.61
|  |  | 123i | 2 | 0.05 | 15.96 | -198.37 | 13.94 | 660.32 | -694.74 | 246.77 | -282.62
|  |  | 123j | 2 | 0.05 | 11.86 | -53.87 | 7.39 | 667.53 | -694.27 | 246.77 | -282.62
|  |  | 124i | 2 | 0.05 | 11.86 | -53.87 | 7.39 | 667.53 | -694.27 | 246.77 | -282.62
|  |  | 124j | 2 | 0.05 | 7.76 | 90.63 | 0.84 | 686.35 | -694.27 | 246.26 | -282.62
|  |  | 125i | -0.97 | 0.01 | 1.17 | -142.09 | 5.47 | 312.62 | -429.21 | 134.88 | -160.78
|  |  | 125j | -0.97 | 0.01 | -2.93 | 2.41 | -1.08 | 326.17 | -350.36 | 131.63 | -160.78
|  |  | 126i | -0.97 | 0.01 | -2.93 | 2.41 | -1.08 | 326.17 | -350.36 | 131.63 | -160.78
|  |  | 126j | -0.97 | 0.01 | -7.03 | 146.91 | -7.63 | 405.83 | -301.36 | 128.36 | -145.86
|  |  | 127i | -1.29 | 0.01 | -1.08 | -83.29 | -1.79 | 445.08 | -502.64 | 184.74 | -144.69
|  |  | 127j | -1.29 | 0.01 | -5.18 | 61.21 | -8.34 | 445.08 | -431.01 | 194.71 | -146.78
|  |  | 128i | -1.29 | 0.01 | -5.18 | 61.21 | -8.34 | 445.08 | -431.01 | 194.71 | -146.78
|  |  | 128j | -1.29 | 0.01 | -9.28 | 205.71 | -14.89 | 478.4 | -423.8 | 194.71 | -146.78
|  |  | 129i | -4.93 | 0.01 | -29.12 | -11.11 | -13.55 | 653.04 | -618.69 | 299.19 | -250.85
|  |  | 129j | -4.93 | 0.01 | -34.42 | 175.87 | -22.03 | 653.05 | -608.53 | 299.19 | -250.85
|  |  | 130i | -4.93 | 0.01 | -34.42 | 175.87 | -22.03 | 653.05 | -608.53 | 299.19 | -250.85
|  |  | 130j | -4.93 | 0.01 | -29.67 | 259.68 | -25.82 | 657.38 | -2.07 | 299.19 | -250.85
|  |  | 131i | 0 | 0 | -0.9 | -15.89 | 0.72 | 46.09 | -160.28 | 46.32 | -42.35
|  |  | 131j | 0 | 0 | 0 | 0 | 0 | 46.09 | -160.28 | 33.91 | -37.09
|  |  | 201i | 0 | 0 | 0 | 0 | 0 | 46.09 | -160.28 | 0 | 0
|  |  | 201j | 0 | 0 | -0.9 | -15.89 | 0.72 | 46.09 | -160.28 | 0 | 0
|  |  | 202i | -2.92 | 0 | -31.25 | 243.51 | -26.88 | 1048.95 | -536.24 | 0 | 0
|  |  | 202j | -2.92 | 0 | -35.59 | 166.93 | -23.41 | 1035.59 | -948.48 | 0 | 0
|  |  | 203i | -2.92 | 0 | -35.59 | 166.93 | -23.41 | 1035.59 | -948.48 | 0 | 0
|  |  | 203j | -2.92 | 0 | -32.56 | 60 | -18.57 | 1025.12 | -953.81 | 0 | 0
|  |  | 204i | -2.93 | 0 | -20.57 | 254.75 | -22.38 | 1105.53 | -1019 | 0 | 0
|  |  | 204j | -2.93 | 0 | -16.47 | 110.25 | -15.83 | 1091.09 | -1026.21 | 0 | 0
|  |  | 205i | -2.93 | 0 | -16.47 | 110.25 | -15.83 | 1091.09 | -1026.21 | 0 | 0
|  |  | 205j | -2.93 | 0 | -12.37 | -34.25 | -9.28 | 1082.16 | -1033.42 | 0 | 0
|  |  | 206i | -1 | 0 | -6.68 | 193.15 | -13.43 | 849.35 | -792.14 | 0 | 0
|  |  | 206j | -1 | 0 | -2.58 | 48.65 | -6.88 | 834.77 | -799.35 | 0 | 0
|  |  | 207i | -1 | 0 | -2.58 | 48.65 | -6.88 | 834.77 | -799.35 | 0 | 0
|  |  | 207j | -1 | 0 | 1.52 | -95.85 | -0.33 | 824.68 | -806.56 | 0 | 0
|  |  | 208i | 2.04 | 0 | 11.49 | 144.06 | -5.48 | 617.17 | -639.06 | 0 | 0
|  |  | 208j | 2.04 | 0 | 15.59 | -0.44 | 1.07 | 597.51 | -644.41 | 0 | 0
|  |  | 209i | 2.04 | 0 | 15.59 | -0.44 | 1.07 | 597.51 | -644.41 | 0 | 0
|  |  | 209j | 2.04 | 0 | 19.69 | -144.94 | 7.62 | 597.43 | -653.11 | 0 | 0
|  |  | 210i | -0.67 | 0 | -2.94 | 82.43 | -4.79 | 635.22 | -615.59 | 0 | 0
|  |  | 210j | -0.67 | 0 | 1.16 | -62.07 | 1.76 | 629.35 | -616.94 | 0 | 0
|  |  | 211i | -0.19 | 0.01 | -15.33 | 166.74 | -10.57 | 729.69 | -684.06 | 0 | 0
|  |  | 211j | -0.19 | 0.01 | -11.23 | 22.24 | -4.02 | 722.48 | -694.87 | 0 | 0
|  |  | 212i | -0.19 | 0.01 | -11.23 | 22.24 | -4.02 | 722.48 | -694.87 | 0 | 0
|  |  | 212j | -0.19 | 0.01 | -7.13 | -122.26 | 2.53 | 715.27 | -713.71 | 0 | 0
|  |  | 213i | -0.69 | 0.02 | -6.16 | 123.31 | -3.92 | 852.79 | -884.13 | 0 | 0
|  |  | 213j | -0.69 | 0.02 | -2.06 | -21.19 | 2.63 | 845.58 | -894.59 | 0 | 0
|  |  | 214i | -0.69 | 0.02 | -2.06 | -21.19 | 2.63 | 845.58 | -894.59 | 0 | 0
|  |  | 214j | -0.69 | 0.02 | 2.04 | -165.69 | 9.18 | 838.37 | -909.88 | 0 | 0
|  |  | 215i | -0.2 | 0.05 | 2.78 | 73.31 | 2.64 | 1085.85 | -1097.21 | 0 | 0
|  |  | 215j | -0.2 | 0.05 | 6.88 | -71.19 | 9.19 | 1078.64 | -1100.96 | 0 | 0
|  |  | 216i | -0.2 | 0.05 | 6.88 | -71.19 | 9.19 | 1078.64 | -1100.96 | 0 | 0
|  |  | 216j | -0.2 | 0.05 | 10.98 | -215.69 | 15.74 | 1071.43 | -1116.16 | 0 | 0
|  |  | 217i | 9.61 | -0.23 | 45.32 | 8.65 | 13.15 | 1228.88 | -1259.92 | 0 | 0
|  |  | 217j | 9.61 | -0.23 | 49.42 | -135.85 | 19.7 | 1221.68 | -1259.92 | 0 | 0
|  |  | 218i | 9.61 | -0.23 | 49.42 | -135.85 | 19.7 | 1221.68 | -1259.92 | 0 | 0
|  |  | 218j | 9.61 | -0.23 | 52.29 | -237 | 24.28 | 1216.67 | -1264.09 | 0 | 0
|  |  | 219i | 9.61 | -0.23 | 52.29 | -237 | 24.28 | 1216.67 | -1264.09 | 0 | 0
|  |  | 219j | 9.61 | -0.23 | 53.52 | -280.35 | 26.25 | 1215.55 | -1268.42 | 0 | 0
|  |  | 220i | -7.99 | 0.22 | -50.55 | 266.55 | -24.2 | 1036.51 | -975.63 | 0 | 0
|  |  | 220j | -7.99 | 0.22 | -49.32 | 223.2 | -22.23 | 1035.44 | -976.72 | 0 | 0
|  |  | 221i | -7.99 | 0.22 | -49.32 | 223.2 | -22.23 | 1035.44 | -976.72 | 0 | 0
|  |  | 221j | -7.99 | 0.22 | -46.45 | 122.05 | -17.65 | 1035.38 | -981.71 | 0 | 0
|  |  | 222i | -7.99 | 0.22 | -46.45 | 122.05 | -17.65 | 1035.38 | -981.71 | 0 | 0
|  |  | 222j | -7.99 | 0.22 | -42.35 | -22.45 | -11.1 | 1035.38 | -988.92 | 0 | 0
|  |  | 223i | -2 | -0.05 | -15.95 | 198.15 | -13.9 | 709.96 | -660.86 | 0 | 0
|  |  | 223j | -2 | -0.05 | -11.85 | 53.65 | -7.35 | 695.14 | -668.07 | 0 | 0
|  |  | 224i | -2 | -0.05 | -11.85 | 53.65 | -7.36 | 695.14 | -668.07 | 0 | 0
|  |  | 224j | -2 | -0.05 | -7.75 | -90.85 | -0.81 | 694.64 | -686.88 | 0 | 0
|  |  | 225i | 0.97 | -0.01 | -1.17 | 141.93 | -5.44 | 429.28 | -290.18 | 0 | 0
|  |  | 225j | 0.97 | -0.01 | 2.93 | -2.57 | 1.11 | 359.79 | -326.24 | 0 | 0
|  |  | 226i | 0.97 | -0.01 | 2.93 | -2.57 | 1.11 | 359.79 | -326.24 | 0 | 0
|  |  | 226j | 0.97 | -0.01 | 7.03 | -147.07 | 7.66 | 332.06 | -406.03 | 0 | 0
|  |  | 227i | 1.29 | -0.01 | 1.08 | 83.12 | 1.81 | 502.43 | -444.71 | 0 | 0
|  |  | 227j | 1.29 | -0.01 | 5.18 | -61.38 | 8.36 | 430.15 | -447.49 | 0 | 0
|  |  | 228i | 1.29 | -0.01 | 5.18 | -61.38 | 8.36 | 430.15 | -447.49 | 0 | 0
|  |  | 228j | 1.29 | -0.01 | 9.28 | -205.88 | 14.91 | 415.68 | -478.22 | 0 | 0
|  |  | 229i | 4.94 | -0.01 | 29.13 | 10.81 | 13.59 | 618 | -652.4 | 0 | 0
|  |  | 229j | 4.94 | -0.01 | 34.44 | -176.17 | 22.07 | 601.87 | -662.38 | 0 | 0
|  |  | 230i | 4.94 | -0.01 | 34.44 | -176.17 | 22.07 | 601.87 | -662.38 | 0 | 0
|  |  | 230j | 4.94 | -0.01 | 29.68 | -259.98 | 25.87 | 598.21 | -2.07 | 0 | 0
|  |  | 231i | 0 | 0 | 0.9 | 15.9 | -0.72 | 160.28 | -46.09 | 0 | 0
|  |  | 231j | 0 | 0 | 0 | 0 | 0 | 160.28 | -46.09 | 0 | 0
Table 6.3.2. Calculation of elastic section modulus (단면계수)
Node | Steel |  | Bottom con |  | Bottom con |  | Deck slab |  | Deck slab |  | 철근합성 |  | 철근합성
|  |  | 단기 |  | 장기 |  | 단기 |  | 장기 |  | 단기 |  | 장기
| SU1 | SL1 | SU2s | SL2s | SU2l | SL2l | SU3s | SL3s | SU3l | SL3l | SU4s | SL4s | SU4l | SL4l
101i | 86301750.74 | 96566218.1851 | 86301750.74 | 96566218.1851 | 86301750.74 | 96566218.1851 | 844010197.1337 | 131388981.1557 | 303740760.1918 | 122214483.298 | 119615716.0368 | 105261184.0512 | 97320738.9285 | 99919960.2339
101j | 86301750.74 | 96566218.1851 | 86301750.74 | 96566218.1851 | 86301750.74 | 96566218.1851 | 844010197.1337 | 131388981.1557 | 303740760.1918 | 122214483.298 | 119615716.0368 | 105261184.0512 | 97320738.9285 | 99919960.2339
102i | 86301750.74 | 96566218.1851 | 86301750.74 | 96566218.1851 | 86301750.74 | 96566218.1851 | 844010197.1337 | 131388981.1557 | 303740760.1918 | 122214483.298 | 119615716.0368 | 105261184.0512 | 97320738.9285 | 99919960.2339
102j | 86301750.74 | 96566218.1851 | 86301750.74 | 96566218.1851 | 86301750.74 | 96566218.1851 | 844010197.1337 | 131388981.1557 | 303740760.1918 | 122214483.298 | 119615716.0368 | 105261184.0512 | 97320738.9285 | 99919960.2339
103i | 118612621.8286 | 137317041.9842 | 118612621.8286 | 137317041.9842 | 118612621.8286 | 137317041.9842 | 894362066.0973 | 177625116.9204 | 352268978.7407 | 165949095.2569 | 154645001.9956 | 146300336.4936 | 130558272.2339 | 140708447.0688
103j | 118612621.8286 | 137317041.9842 | 118612621.8286 | 137317041.9842 | 118612621.8286 | 137317041.9842 | 894362066.0973 | 177625116.9204 | 352268978.7407 | 165949095.2569 | 154645001.9956 | 146300336.4936 | 130558272.2339 | 140708447.0688
104i | 118612621.8286 | 137317041.9842 | 118612621.8286 | 137317041.9842 | 118612621.8286 | 137317041.9842 | 894362066.0973 | 177625116.9204 | 352268978.7407 | 165949095.2569 | 154645001.9956 | 146300336.4936 | 130558272.2339 | 140708447.0688
104j | 118612621.8286 | 137317041.9842 | 118612621.8286 | 137317041.9842 | 118612621.8286 | 137317041.9842 | 894362066.0973 | 177625116.9204 | 352268978.7407 | 165949095.2569 | 154645001.9956 | 146300336.4936 | 130558272.2339 | 140708447.0688
105i | 147079898.6055 | 213305223.4425 | 147079898.6055 | 213305223.4425 | 147079898.6055 | 213305223.4425 | 912447272.2194 | 264365298.834 | 386407488.4896 | 248595984.8574 | 184465121.7702 | 223863046.3103 | 159497285.7373 | 217239636.356
105j | 147079898.6055 | 213305223.4425 | 147079898.6055 | 213305223.4425 | 147079898.6055 | 213305223.4425 | 912447272.2194 | 264365298.834 | 386407488.4896 | 248595984.8574 | 184465121.7702 | 223863046.3103 | 159497285.7373 | 217239636.356
106i | 147079898.6055 | 213305223.4425 | 147079898.6055 | 213305223.4425 | 147079898.6055 | 213305223.4425 | 912447272.2194 | 264365298.834 | 386407488.4896 | 248595984.8574 | 184465121.7702 | 223863046.3103 | 159497285.7373 | 217239636.356
106j | 147079898.6055 | 213305223.4425 | 147079898.6055 | 213305223.4425 | 147079898.6055 | 213305223.4425 | 912447272.2194 | 264365298.834 | 386407488.4896 | 248595984.8574 | 184465121.7702 | 223863046.3103 | 159497285.7373 | 217239636.356
107i | 174662958.1814 | 246587392.4069 | 174662958.1814 | 246587392.4069 | 174662958.1814 | 246587392.4069 | 939949525.0884 | 296822630.6811 | 415879998.3456 | 280215643.1292 | 212457990.9904 | 256181087.5302 | 187221698.1672 | 250118155.3504
107j | 174662958.1814 | 246587392.4069 | 174662958.1814 | 246587392.4069 | 174662958.1814 | 246587392.4069 | 939949525.0884 | 296822630.6811 | 415879998.3456 | 280215643.1292 | 212457990.9904 | 256181087.5302 | 187221698.1672 | 250118155.3504
108i | 174662958.1814 | 246587392.4069 | 174662958.1814 | 246587392.4069 | 174662958.1814 | 246587392.4069 | 939949525.0884 | 296822630.6811 | 415879998.3456 | 280215643.1292 | 212457990.9904 | 256181087.5302 | 187221698.1672 | 250118155.3504
108j | 174662958.1814 | 246587392.4069 | 174662958.1814 | 246587392.4069 | 174662958.1814 | 246587392.4069 | 939949525.0884 | 296822630.6811 | 415879998.3456 | 280215643.1292 | 212457990.9904 | 256181087.5302 | 187221698.1672 | 250118155.3504
109i | 174662958.1814 | 246587392.4069 | 174662958.1814 | 246587392.4069 | 174662958.1814 | 246587392.4069 | 939949525.0884 | 296822630.6811 | 415879998.3456 | 280215643.1292 | 212457990.9904 | 256181087.5302 | 187221698.1672 | 250118155.3504
109j | 174662958.1814 | 246587392.4069 | 174662958.1814 | 246587392.4069 | 174662958.1814 | 246587392.4069 | 939949525.0884 | 296822630.6811 | 415879998.3456 | 280215643.1292 | 212457990.9904 | 256181087.5302 | 187221698.1672 | 250118155.3504
110i | 174662958.1814 | 246587392.4069 | 174662958.1814 | 246587392.4069 | 174662958.1814 | 246587392.4069 | 939949525.0884 | 296822630.6811 | 415879998.3456 | 280215643.1292 | 212457990.9904 | 256181087.5302 | 187221698.1672 | 250118155.3504
110j | 174662958.1814 | 246587392.4069 | 174662958.1814 | 246587392.4069 | 174662958.1814 | 246587392.4069 | 939949525.0884 | 296822630.6811 | 415879998.3456 | 280215643.1292 | 212457990.9904 | 256181087.5302 | 187221698.1672 | 250118155.3504
111i | 174662958.1814 | 246587392.4069 | 174662958.1814 | 246587392.4069 | 174662958.1814 | 246587392.4069 | 939949525.0884 | 296822630.6811 | 415879998.3456 | 280215643.1292 | 212457990.9904 | 256181087.5302 | 187221698.1672 | 250118155.3504
111j | 174662958.1814 | 246587392.4069 | 174662958.1814 | 246587392.4069 | 174662958.1814 | 246587392.4069 | 939949525.0884 | 296822630.6811 | 415879998.3456 | 280215643.1292 | 212457990.9904 | 256181087.5302 | 187221698.1672 | 250118155.3504
112i | 141272624.0279 | 203018767.1141 | 141272624.0279 | 203018767.1141 | 141272624.0279 | 203018767.1141 | 908692664.7284 | 253532719.0131 | 380282325.373 | 238170095.8893 | 178553341.7986 | 213649154.4952 | 153652783.4305 | 206991842.3947
112j | 141272624.0279 | 203018767.1141 | 141272624.0279 | 203018767.1141 | 141272624.0279 | 203018767.1141 | 908692664.7284 | 253532719.0131 | 380282325.373 | 238170095.8893 | 178553341.7986 | 213649154.4952 | 153652783.4305 | 206991842.3947
113i | 126643772.7358 | 198309287.7722 | 126643772.7358 | 198309287.7722 | 126643772.7358 | 198309287.7722 | 900531717.6522 | 253503336.7232 | 366660998.2261 | 237537997.0611 | 164012816.0763 | 210575724.1154 | 139050830.2915 | 202937379.3441
113j | 126643772.7358 | 198309287.7722 | 126643772.7358 | 198309287.7722 | 126643772.7358 | 198309287.7722 | 900531717.6522 | 253503336.7232 | 366660998.2261 | 237537997.0611 | 164012816.0763 | 210575724.1154 | 139050830.2915 | 202937379.3441
114i | 126643772.7358 | 198309287.7722 | 126643772.7358 | 198309287.7722 | 126643772.7358 | 198309287.7722 | 900531717.6522 | 253503336.7232 | 366660998.2261 | 237537997.0611 | 164012816.0763 | 210575724.1154 | 139050830.2915 | 202937379.3441
114j | 126643772.7358 | 198309287.7722 | 126643772.7358 | 198309287.7722 | 126643772.7358 | 198309287.7722 | 900531717.6522 | 253503336.7232 | 366660998.2261 | 237537997.0611 | 164012816.0763 | 210575724.1154 | 139050830.2915 | 202937379.3441
115i | 100072715.4382 | 131749469.3557 | 100072715.4382 | 131749469.3557 | 100072715.4382 | 131749469.3557 | 886979445.6021 | 177613227.7948 | 335136536.8174 | 165334447.284 | 136197439.6466 | 142845229.8015 | 112044615.9602 | 136003722.8357
115j | 100072715.4382 | 131749469.3557 | 100072715.4382 | 131749469.3557 | 100072715.4382 | 131749469.3557 | 886979445.6021 | 177613227.7948 | 335136536.8174 | 165334447.284 | 136197439.6466 | 142845229.8015 | 112044615.9602 | 136003722.8357
116i | 126474653.6784 | 165081137.451 | 126474653.6784 | 165081137.451 | 126474653.6784 | 165081137.451 | 910059488.1379 | 211228251.232 | 365385047.1965 | 197719216.5117 | 163457814.8592 | 175224901.9957 | 138743137.3144 | 168901114.2258
116j | 126474653.6784 | 165081137.451 | 126474653.6784 | 165081137.451 | 126474653.6784 | 165081137.451 | 910059488.1379 | 211228251.232 | 365385047.1965 | 197719216.5117 | 163457814.8592 | 175224901.9957 | 138743137.3144 | 168901114.2258
117i | 201616277.6382 | 203751228.8034 | 211101422.563 | 407204417.7895 | 206358457.9767 | 274969213.5266 | 995967617.0866 | 241642715.7008 | 448490297.5698 | 228316409.0256 | 250264704.351 | 423906111.3082 | 219270087.0815 | 278521028.5159
117j | 201616277.6382 | 203751228.8034 | 211101422.563 | 407204417.7895 | 206358457.9767 | 274969213.5266 | 995967617.0866 | 241642715.7008 | 448490297.5698 | 228316409.0256 | 250264704.351 | 423906111.3082 | 219270087.0815 | 278521028.5159
118i | 377437306.8579 | 249285333.5422 | 395984786.83 | 556484347.5792 | 387146105.2551 | 357160114.1512 | 1185856599.771 | 278763562.0963 | 632378904.8299 | 265804896.392 | 436786647.3386 | 568062280.6496 | 400659149.8459 | 359319760.6097
118j | 377437306.8579 | 249285333.5422 | 395984786.83 | 556484347.5792 | 387146105.2551 | 357160114.1512 | 1185856599.771 | 278763562.0963 | 632378904.8299 | 265804896.392 | 436786647.3386 | 568062280.6496 | 400659149.8459 | 359319760.6097
119i | 389817063.5411 | 256821441.0448 | 408510486.0853 | 604912603.357 | 399796772.4654 | 380726945.493 | 1214742332.4364 | 287366274.0794 | 650510314.1397 | 273903434.6982 | 450136445.4468 | 618421510.9846 | 413604255.7531 | 383103973.8331
119j | 389817063.5411 | 256821441.0448 | 408510486.0853 | 604912603.357 | 399796772.4654 | 380726945.493 | 1214742332.4364 | 287366274.0794 | 650510314.1397 | 273903434.6982 | 450136445.4468 | 618421510.9846 | 413604255.7531 | 383103973.8331
120i | 389817063.5411 | 256821441.0448 | 408510486.0853 | 604912603.357 | 399796772.4654 | 380726945.493 | 1214742332.4364 | 287366274.0794 | 650510314.1397 | 273903434.6982 | 450136445.4468 | 618421510.9846 | 413604255.7531 | 383103973.8331
120j | 389817063.5411 | 256821441.0448 | 408510486.0853 | 604912603.357 | 399796772.4654 | 380726945.493 | 1214742332.4364 | 287366274.0794 | 650510314.1397 | 273903434.6982 | 450136445.4468 | 618421510.9846 | 413604255.7531 | 383103973.8331
121i | 377437306.8579 | 249285333.5422 | 395984786.83 | 556484347.5792 | 387146105.2551 | 357160114.1512 | 1185856599.771 | 278763562.0963 | 632378904.8299 | 265804896.392 | 436786647.3386 | 568062280.6496 | 400659149.8459 | 359319760.6097
121j | 377437306.8579 | 249285333.5422 | 395984786.83 | 556484347.5792 | 387146105.2551 | 357160114.1512 | 1185856599.771 | 278763562.0963 | 632378904.8299 | 265804896.392 | 436786647.3386 | 568062280.6496 | 400659149.8459 | 359319760.6097
122i | 219161648.9189 | 215919575.9716 | 228478285.7737 | 422516303.0341 | 223771821.2715 | 288049457.1833 | 1009421153.542 | 252789938.3324 | 466159809.3944 | 239412185.485 | 267650221.0203 | 437889971.3588 | 236703219.7604 | 291325945.5921
122j | 219161648.9189 | 215919575.9716 | 228478285.7737 | 422516303.0341 | 223771821.2715 | 288049457.1833 | 1009421153.542 | 252789938.3324 | 466159809.3944 | 239412185.485 | 267650221.0203 | 437889971.3588 | 236703219.7604 | 291325945.5921
123i | 170586676.364 | 202046357.7917 | 170586676.364 | 202046357.7917 | 170586676.364 | 202046357.7917 | 937646029.058 | 243909775.7737 | 409589057.4601 | 230054342.2583 | 207894678.1342 | 210047643.2384 | 182975996.8248 | 204991459.9914
123j | 170586676.364 | 202046357.7917 | 170586676.364 | 202046357.7917 | 170586676.364 | 202046357.7917 | 937646029.058 | 243909775.7737 | 409589057.4601 | 230054342.2583 | 207894678.1342 | 210047643.2384 | 182975996.8248 | 204991459.9914
124i | 113115622.559 | 160541605.1285 | 113115622.559 | 160541605.1285 | 113115622.559 | 160541605.1285 | 892722447.2471 | 210164873.1 | 350664311.9024 | 196334277.3519 | 149872631.9318 | 172036530.2362 | 125308700.3588 | 164911856.723
124j | 113115622.559 | 160541605.1285 | 113115622.559 | 160541605.1285 | 113115622.559 | 160541605.1285 | 892722447.2471 | 210164873.1 | 350664311.9024 | 196334277.3519 | 149872631.9318 | 172036530.2362 | 125308700.3588 | 164911856.723
125i | 100072715.4382 | 131749469.3557 | 100072715.4382 | 131749469.3557 | 100072715.4382 | 131749469.3557 | 886979445.6021 | 177613227.7948 | 335136536.8174 | 165334447.284 | 136197439.6466 | 142845229.8015 | 112044615.9602 | 136003722.8357
125j | 100072715.4382 | 131749469.3557 | 100072715.4382 | 131749469.3557 | 100072715.4382 | 131749469.3557 | 886979445.6021 | 177613227.7948 | 335136536.8174 | 165334447.284 | 136197439.6466 | 142845229.8015 | 112044615.9602 | 136003722.8357
126i | 100072715.4382 | 131749469.3557 | 100072715.4382 | 131749469.3557 | 100072715.4382 | 131749469.3557 | 886979445.6021 | 177613227.7948 | 335136536.8174 | 165334447.284 | 136197439.6466 | 142845229.8015 | 112044615.9602 | 136003722.8357
126j | 100072715.4382 | 131749469.3557 | 100072715.4382 | 131749469.3557 | 100072715.4382 | 131749469.3557 | 886979445.6021 | 177613227.7948 | 335136536.8174 | 165334447.284 | 136197439.6466 | 142845229.8015 | 112044615.9602 | 136003722.8357
127i | 93366829.4175 | 97688095.8933 | 93366829.4175 | 97688095.8933 | 93366829.4175 | 97688095.8933 | 885577977.0995 | 134159589.5341 | 322245578.7625 | 124365864.0467 | 128170348.2521 | 106517321.2168 | 104882870.3991 | 101074301.9264
127j | 93366829.4175 | 97688095.8933 | 93366829.4175 | 97688095.8933 | 93366829.4175 | 97688095.8933 | 885577977.0995 | 134159589.5341 | 322245578.7625 | 124365864.0467 | 128170348.2521 | 106517321.2168 | 104882870.3991 | 101074301.9264
128i | 93366829.4175 | 97688095.8933 | 93366829.4175 | 97688095.8933 | 93366829.4175 | 97688095.8933 | 885577977.0995 | 134159589.5341 | 322245578.7625 | 124365864.0467 | 128170348.2521 | 106517321.2168 | 104882870.3991 | 101074301.9264
128j | 93366829.4175 | 97688095.8933 | 93366829.4175 | 97688095.8933 | 93366829.4175 | 97688095.8933 | 885577977.0995 | 134159589.5341 | 322245578.7625 | 124365864.0467 | 128170348.2521 | 106517321.2168 | 104882870.3991 | 101074301.9264
129i | 93366829.4175 | 97688095.8933 | 93366829.4175 | 97688095.8933 | 93366829.4175 | 97688095.8933 | 885577977.0995 | 134159589.5341 | 322245578.7625 | 124365864.0467 | 128170348.2521 | 106517321.2168 | 104882870.3991 | 101074301.9264
129j | 93366829.4175 | 97688095.8933 | 93366829.4175 | 97688095.8933 | 93366829.4175 | 97688095.8933 | 885577977.0995 | 134159589.5341 | 322245578.7625 | 124365864.0467 | 128170348.2521 | 106517321.2168 | 104882870.3991 | 101074301.9264
130i | 84522352.7571 | 88583555.4681 | 84522352.7571 | 88583555.4681 | 84522352.7571 | 88583555.4681 | 845992348.5507 | 121239034.159 | 300416977.6386 | 112623720.4902 | 117477337.6893 | 96736870.3985 | 95416677.9777 | 91728562.6368
130j | 84522352.7571 | 88583555.4681 | 84522352.7571 | 88583555.4681 | 84522352.7571 | 88583555.4681 | 845992348.5507 | 121239034.159 | 300416977.6386 | 112623720.4902 | 117477337.6893 | 96736870.3985 | 95416677.9777 | 91728562.6368
131i | 84522352.7571 | 88583555.4681 | 84522352.7571 | 88583555.4681 | 84522352.7571 | 88583555.4681 | 845992348.5507 | 121239034.159 | 300416977.6386 | 112623720.4902 | 117477337.6893 | 96736870.3985 | 95416677.9777 | 91728562.6368
131j | 84522352.7571 | 88583555.4681 | 84522352.7571 | 88583555.4681 | 84522352.7571 | 88583555.4681 | 845992348.5507 | 121239034.159 | 300416977.6386 | 112623720.4902 | 117477337.6893 | 96736870.3985 | 95416677.9777 | 91728562.6368
201i | 86301750.74 | 96566218.1851 | 86301750.74 | 96566218.1851 | 86301750.74 | 96566218.1851 | 844010197.1337 | 131388981.1557 | 303740760.1918 | 122214483.298 | 119615716.0368 | 105261184.0512 | 97320738.9285 | 99919960.2339
201j | 86301750.74 | 96566218.1851 | 86301750.74 | 96566218.1851 | 86301750.74 | 96566218.1851 | 844010197.1337 | 131388981.1557 | 303740760.1918 | 122214483.298 | 119615716.0368 | 105261184.0512 | 97320738.9285 | 99919960.2339
202i | 86301750.74 | 96566218.1851 | 86301750.74 | 96566218.1851 | 86301750.74 | 96566218.1851 | 844010197.1337 | 131388981.1557 | 303740760.1918 | 122214483.298 | 119615716.0368 | 105261184.0512 | 97320738.9285 | 99919960.2339
202j | 86301750.74 | 96566218.1851 | 86301750.74 | 96566218.1851 | 86301750.74 | 96566218.1851 | 844010197.1337 | 131388981.1557 | 303740760.1918 | 122214483.298 | 119615716.0368 | 105261184.0512 | 97320738.9285 | 99919960.2339
203i | 118612621.8286 | 137317041.9842 | 118612621.8286 | 137317041.9842 | 118612621.8286 | 137317041.9842 | 894362066.0973 | 177625116.9204 | 352268978.7407 | 165949095.2569 | 154645001.9956 | 146300336.4936 | 130558272.2339 | 140708447.0688
203j | 118612621.8286 | 137317041.9842 | 118612621.8286 | 137317041.9842 | 118612621.8286 | 137317041.9842 | 894362066.0973 | 177625116.9204 | 352268978.7407 | 165949095.2569 | 154645001.9956 | 146300336.4936 | 130558272.2339 | 140708447.0688
204i | 118612621.8286 | 137317041.9842 | 118612621.8286 | 137317041.9842 | 118612621.8286 | 137317041.9842 | 894362066.0973 | 177625116.9204 | 352268978.7407 | 165949095.2569 | 154645001.9956 | 146300336.4936 | 130558272.2339 | 140708447.0688
204j | 118612621.8286 | 137317041.9842 | 118612621.8286 | 137317041.9842 | 118612621.8286 | 137317041.9842 | 894362066.0973 | 177625116.9204 | 352268978.7407 | 165949095.2569 | 154645001.9956 | 146300336.4936 | 130558272.2339 | 140708447.0688
205i | 147079898.6055 | 213305223.4425 | 147079898.6055 | 213305223.4425 | 147079898.6055 | 213305223.4425 | 912447272.2194 | 264365298.834 | 386407488.4896 | 248595984.8574 | 184465121.7702 | 223863046.3103 | 159497285.7373 | 217239636.356
205j | 147079898.6055 | 213305223.4425 | 147079898.6055 | 213305223.4425 | 147079898.6055 | 213305223.4425 | 912447272.2194 | 264365298.834 | 386407488.4896 | 248595984.8574 | 184465121.7702 | 223863046.3103 | 159497285.7373 | 217239636.356
206i | 147079898.6055 | 213305223.4425 | 147079898.6055 | 213305223.4425 | 147079898.6055 | 213305223.4425 | 912447272.2194 | 264365298.834 | 386407488.4896 | 248595984.8574 | 184465121.7702 | 223863046.3103 | 159497285.7373 | 217239636.356
206j | 147079898.6055 | 213305223.4425 | 147079898.6055 | 213305223.4425 | 147079898.6055 | 213305223.4425 | 912447272.2194 | 264365298.834 | 386407488.4896 | 248595984.8574 | 184465121.7702 | 223863046.3103 | 159497285.7373 | 217239636.356
207i | 174662958.1814 | 246587392.4069 | 174662958.1814 | 246587392.4069 | 174662958.1814 | 246587392.4069 | 939949525.0884 | 296822630.6811 | 415879998.3456 | 280215643.1292 | 212457990.9904 | 256181087.5302 | 187221698.1672 | 250118155.3504
207j | 174662958.1814 | 246587392.4069 | 174662958.1814 | 246587392.4069 | 174662958.1814 | 246587392.4069 | 939949525.0884 | 296822630.6811 | 415879998.3456 | 280215643.1292 | 212457990.9904 | 256181087.5302 | 187221698.1672 | 250118155.3504
208i | 174662958.1814 | 246587392.4069 | 174662958.1814 | 246587392.4069 | 174662958.1814 | 246587392.4069 | 939949525.0884 | 296822630.6811 | 415879998.3456 | 280215643.1292 | 212457990.9904 | 256181087.5302 | 187221698.1672 | 250118155.3504
208j | 174662958.1814 | 246587392.4069 | 174662958.1814 | 246587392.4069 | 174662958.1814 | 246587392.4069 | 939949525.0884 | 296822630.6811 | 415879998.3456 | 280215643.1292 | 212457990.9904 | 256181087.5302 | 187221698.1672 | 250118155.3504
209i | 174662958.1814 | 246587392.4069 | 174662958.1814 | 246587392.4069 | 174662958.1814 | 246587392.4069 | 939949525.0884 | 296822630.6811 | 415879998.3456 | 280215643.1292 | 212457990.9904 | 256181087.5302 | 187221698.1672 | 250118155.3504
209j | 174662958.1814 | 246587392.4069 | 174662958.1814 | 246587392.4069 | 174662958.1814 | 246587392.4069 | 939949525.0884 | 296822630.6811 | 415879998.3456 | 280215643.1292 | 212457990.9904 | 256181087.5302 | 187221698.1672 | 250118155.3504
210i | 174662958.1814 | 246587392.4069 | 174662958.1814 | 246587392.4069 | 174662958.1814 | 246587392.4069 | 939949525.0884 | 296822630.6811 | 415879998.3456 | 280215643.1292 | 212457990.9904 | 256181087.5302 | 187221698.1672 | 250118155.3504
210j | 174662958.1814 | 246587392.4069 | 174662958.1814 | 246587392.4069 | 174662958.1814 | 246587392.4069 | 939949525.0884 | 296822630.6811 | 415879998.3456 | 280215643.1292 | 212457990.9904 | 256181087.5302 | 187221698.1672 | 250118155.3504
211i | 174662958.1814 | 246587392.4069 | 174662958.1814 | 246587392.4069 | 174662958.1814 | 246587392.4069 | 939949525.0884 | 296822630.6811 | 415879998.3456 | 280215643.1292 | 212457990.9904 | 256181087.5302 | 187221698.1672 | 250118155.3504
211j | 174662958.1814 | 246587392.4069 | 174662958.1814 | 246587392.4069 | 174662958.1814 | 246587392.4069 | 939949525.0884 | 296822630.6811 | 415879998.3456 | 280215643.1292 | 212457990.9904 | 256181087.5302 | 187221698.1672 | 250118155.3504
212i | 141272624.0279 | 203018767.1141 | 141272624.0279 | 203018767.1141 | 141272624.0279 | 203018767.1141 | 908692664.7284 | 253532719.0131 | 380282325.373 | 238170095.8893 | 178553341.7986 | 213649154.4952 | 153652783.4305 | 206991842.3947
212j | 141272624.0279 | 203018767.1141 | 141272624.0279 | 203018767.1141 | 141272624.0279 | 203018767.1141 | 908692664.7284 | 253532719.0131 | 380282325.373 | 238170095.8893 | 178553341.7986 | 213649154.4952 | 153652783.4305 | 206991842.3947
213i | 126643772.7358 | 198309287.7722 | 126643772.7358 | 198309287.7722 | 126643772.7358 | 198309287.7722 | 900531717.6522 | 253503336.7232 | 366660998.2261 | 237537997.0611 | 164012816.0763 | 210575724.1154 | 139050830.2915 | 202937379.3441
213j | 126643772.7358 | 198309287.7722 | 126643772.7358 | 198309287.7722 | 126643772.7358 | 198309287.7722 | 900531717.6522 | 253503336.7232 | 366660998.2261 | 237537997.0611 | 164012816.0763 | 210575724.1154 | 139050830.2915 | 202937379.3441
214i | 126643772.7358 | 198309287.7722 | 126643772.7358 | 198309287.7722 | 126643772.7358 | 198309287.7722 | 900531717.6522 | 253503336.7232 | 366660998.2261 | 237537997.0611 | 164012816.0763 | 210575724.1154 | 139050830.2915 | 202937379.3441
214j | 126643772.7358 | 198309287.7722 | 126643772.7358 | 198309287.7722 | 126643772.7358 | 198309287.7722 | 900531717.6522 | 253503336.7232 | 366660998.2261 | 237537997.0611 | 164012816.0763 | 210575724.1154 | 139050830.2915 | 202937379.3441
215i | 100072715.4382 | 131749469.3557 | 100072715.4382 | 131749469.3557 | 100072715.4382 | 131749469.3557 | 886979445.6021 | 177613227.7948 | 335136536.8174 | 165334447.284 | 136197439.6466 | 142845229.8015 | 112044615.9602 | 136003722.8357
215j | 100072715.4382 | 131749469.3557 | 100072715.4382 | 131749469.3557 | 100072715.4382 | 131749469.3557 | 886979445.6021 | 177613227.7948 | 335136536.8174 | 165334447.284 | 136197439.6466 | 142845229.8015 | 112044615.9602 | 136003722.8357
216i | 126474653.6784 | 165081137.451 | 126474653.6784 | 165081137.451 | 126474653.6784 | 165081137.451 | 910059488.1379 | 211228251.232 | 365385047.1965 | 197719216.5117 | 163457814.8592 | 175224901.9957 | 138743137.3144 | 168901114.2258
216j | 126474653.6784 | 165081137.451 | 126474653.6784 | 165081137.451 | 126474653.6784 | 165081137.451 | 910059488.1379 | 211228251.232 | 365385047.1965 | 197719216.5117 | 163457814.8592 | 175224901.9957 | 138743137.3144 | 168901114.2258
217i | 201616277.6382 | 203751228.8034 | 211101422.563 | 407204417.7895 | 206358457.9767 | 274969213.5266 | 995967617.0866 | 241642715.7008 | 448490297.5698 | 228316409.0256 | 250264704.351 | 423906111.3082 | 219270087.0815 | 278521028.5159
217j | 201616277.6382 | 203751228.8034 | 211101422.563 | 407204417.7895 | 206358457.9767 | 274969213.5266 | 995967617.0866 | 241642715.7008 | 448490297.5698 | 228316409.0256 | 250264704.351 | 423906111.3082 | 219270087.0815 | 278521028.5159
218i | 377437306.8579 | 249285333.5422 | 395984786.83 | 556484347.5792 | 387146105.2551 | 357160114.1512 | 1185856599.771 | 278763562.0963 | 632378904.8299 | 265804896.392 | 436786647.3386 | 568062280.6496 | 400659149.8459 | 359319760.6097
218j | 377437306.8579 | 249285333.5422 | 395984786.83 | 556484347.5792 | 387146105.2551 | 357160114.1512 | 1185856599.771 | 278763562.0963 | 632378904.8299 | 265804896.392 | 436786647.3386 | 568062280.6496 | 400659149.8459 | 359319760.6097
219i | 389817063.5411 | 256821441.0448 | 408510486.0853 | 604912603.357 | 399796772.4654 | 380726945.493 | 1214742332.4364 | 287366274.0794 | 650510314.1397 | 273903434.6982 | 450136445.4468 | 618421510.9846 | 413604255.7531 | 383103973.8331
219j | 389817063.5411 | 256821441.0448 | 408510486.0853 | 604912603.357 | 399796772.4654 | 380726945.493 | 1214742332.4364 | 287366274.0794 | 650510314.1397 | 273903434.6982 | 450136445.4468 | 618421510.9846 | 413604255.7531 | 383103973.8331
220i | 389817063.5411 | 256821441.0448 | 408510486.0853 | 604912603.357 | 399796772.4654 | 380726945.493 | 1214742332.4364 | 287366274.0794 | 650510314.1397 | 273903434.6982 | 450136445.4468 | 618421510.9846 | 413604255.7531 | 383103973.8331
220j | 389817063.5411 | 256821441.0448 | 408510486.0853 | 604912603.357 | 399796772.4654 | 380726945.493 | 1214742332.4364 | 287366274.0794 | 650510314.1397 | 273903434.6982 | 450136445.4468 | 618421510.9846 | 413604255.7531 | 383103973.8331
221i | 377437306.8579 | 249285333.5422 | 395984786.83 | 556484347.5792 | 387146105.2551 | 357160114.1512 | 1185856599.771 | 278763562.0963 | 632378904.8299 | 265804896.392 | 436786647.3386 | 568062280.6496 | 400659149.8459 | 359319760.6097
221j | 377437306.8579 | 249285333.5422 | 395984786.83 | 556484347.5792 | 387146105.2551 | 357160114.1512 | 1185856599.771 | 278763562.0963 | 632378904.8299 | 265804896.392 | 436786647.3386 | 568062280.6496 | 400659149.8459 | 359319760.6097
222i | 219161648.9189 | 215919575.9716 | 228478285.7737 | 422516303.0341 | 223771821.2715 | 288049457.1833 | 1009421153.542 | 252789938.3324 | 466159809.3944 | 239412185.485 | 267650221.0203 | 437889971.3588 | 236703219.7604 | 291325945.5921
222j | 219161648.9189 | 215919575.9716 | 228478285.7737 | 422516303.0341 | 223771821.2715 | 288049457.1833 | 1009421153.542 | 252789938.3324 | 466159809.3944 | 239412185.485 | 267650221.0203 | 437889971.3588 | 236703219.7604 | 291325945.5921
223i | 170586676.364 | 202046357.7917 | 170586676.364 | 202046357.7917 | 170586676.364 | 202046357.7917 | 937646029.058 | 243909775.7737 | 409589057.4601 | 230054342.2583 | 207894678.1342 | 210047643.2384 | 182975996.8248 | 204991459.9914
223j | 170586676.364 | 202046357.7917 | 170586676.364 | 202046357.7917 | 170586676.364 | 202046357.7917 | 937646029.058 | 243909775.7737 | 409589057.4601 | 230054342.2583 | 207894678.1342 | 210047643.2384 | 182975996.8248 | 204991459.9914
224i | 113115622.559 | 160541605.1285 | 113115622.559 | 160541605.1285 | 113115622.559 | 160541605.1285 | 892722447.2471 | 210164873.1 | 350664311.9024 | 196334277.3519 | 149872631.9318 | 172036530.2362 | 125308700.3588 | 164911856.723
224j | 113115622.559 | 160541605.1285 | 113115622.559 | 160541605.1285 | 113115622.559 | 160541605.1285 | 892722447.2471 | 210164873.1 | 350664311.9024 | 196334277.3519 | 149872631.9318 | 172036530.2362 | 125308700.3588 | 164911856.723
225i | 100072715.4382 | 131749469.3557 | 100072715.4382 | 131749469.3557 | 100072715.4382 | 131749469.3557 | 886979445.6021 | 177613227.7948 | 335136536.8174 | 165334447.284 | 136197439.6466 | 142845229.8015 | 112044615.9602 | 136003722.8357
225j | 100072715.4382 | 131749469.3557 | 100072715.4382 | 131749469.3557 | 100072715.4382 | 131749469.3557 | 886979445.6021 | 177613227.7948 | 335136536.8174 | 165334447.284 | 136197439.6466 | 142845229.8015 | 112044615.9602 | 136003722.8357
226i | 100072715.4382 | 131749469.3557 | 100072715.4382 | 131749469.3557 | 100072715.4382 | 131749469.3557 | 886979445.6021 | 177613227.7948 | 335136536.8174 | 165334447.284 | 136197439.6466 | 142845229.8015 | 112044615.9602 | 136003722.8357
226j | 100072715.4382 | 131749469.3557 | 100072715.4382 | 131749469.3557 | 100072715.4382 | 131749469.3557 | 886979445.6021 | 177613227.7948 | 335136536.8174 | 165334447.284 | 136197439.6466 | 142845229.8015 | 112044615.9602 | 136003722.8357
227i | 93366829.4175 | 97688095.8933 | 93366829.4175 | 97688095.8933 | 93366829.4175 | 97688095.8933 | 885577977.0995 | 134159589.5341 | 322245578.7625 | 124365864.0467 | 128170348.2521 | 106517321.2168 | 104882870.3991 | 101074301.9264
227j | 93366829.4175 | 97688095.8933 | 93366829.4175 | 97688095.8933 | 93366829.4175 | 97688095.8933 | 885577977.0995 | 134159589.5341 | 322245578.7625 | 124365864.0467 | 128170348.2521 | 106517321.2168 | 104882870.3991 | 101074301.9264
228i | 93366829.4175 | 97688095.8933 | 93366829.4175 | 97688095.8933 | 93366829.4175 | 97688095.8933 | 885577977.0995 | 134159589.5341 | 322245578.7625 | 124365864.0467 | 128170348.2521 | 106517321.2168 | 104882870.3991 | 101074301.9264
228j | 93366829.4175 | 97688095.8933 | 93366829.4175 | 97688095.8933 | 93366829.4175 | 97688095.8933 | 885577977.0995 | 134159589.5341 | 322245578.7625 | 124365864.0467 | 128170348.2521 | 106517321.2168 | 104882870.3991 | 101074301.9264
229i | 93366829.4175 | 97688095.8933 | 93366829.4175 | 97688095.8933 | 93366829.4175 | 97688095.8933 | 885577977.0995 | 134159589.5341 | 322245578.7625 | 124365864.0467 | 128170348.2521 | 106517321.2168 | 104882870.3991 | 101074301.9264
229j | 93366829.4175 | 97688095.8933 | 93366829.4175 | 97688095.8933 | 93366829.4175 | 97688095.8933 | 885577977.0995 | 134159589.5341 | 322245578.7625 | 124365864.0467 | 128170348.2521 | 106517321.2168 | 104882870.3991 | 101074301.9264
230i | 84522352.7571 | 88583555.4681 | 84522352.7571 | 88583555.4681 | 84522352.7571 | 88583555.4681 | 845992348.5507 | 121239034.159 | 300416977.6386 | 112623720.4902 | 117477337.6893 | 96736870.3985 | 95416677.9777 | 91728562.6368
230j | 84522352.7571 | 88583555.4681 | 84522352.7571 | 88583555.4681 | 84522352.7571 | 88583555.4681 | 845992348.5507 | 121239034.159 | 300416977.6386 | 112623720.4902 | 117477337.6893 | 96736870.3985 | 95416677.9777 | 91728562.6368
231i | 84522352.7571 | 88583555.4681 | 84522352.7571 | 88583555.4681 | 84522352.7571 | 88583555.4681 | 845992348.5507 | 121239034.159 | 300416977.6386 | 112623720.4902 | 117477337.6893 | 96736870.3985 | 95416677.9777 | 91728562.6368
231j | 84522352.7571 | 88583555.4681 | 84522352.7571 | 88583555.4681 | 84522352.7571 | 88583555.4681 | 845992348.5507 | 121239034.159 | 300416977.6386 | 112623720.4902 | 117477337.6893 | 96736870.3985 | 95416677.9777 | 91728562.6368
Table 6.3.3. Calcualtion stress (내부 con'c 미유효 및 바닥판 유효) for Positive moment
Node | Steel |  | Bottom con'c |  | Deck |  | 방호벽 (장기) |  | 포장 (장기) |  | Liveload (단기) ⑥
| ① |  | ② |  | ③ |  | ④ |  | ⑤ |  | LLmax |  | LLmin |  |  |  | (1) Steel | Top = - DC1 / SU1
| Top | Bottom | Top | Bottom | Top | Bottom | Top | Bottom | Top | Bottom | Top | Bottom | Top | Bottom |  |  |  | Bottom = DC1 / SL1
101i | 0 | 0 | 0 | 0 | 0.00034762 | -0.00031067 | 0 | 0 | -3.2923e-05 | 8.1823e-05 | 0 | 0 | 0 | 0
101j | 0.022248 | -0.019883 | 0 | 0 | 0.10208 | -0.091233 | 0.0040166 | -0.0099825 | 0.0039507 | -0.0098188 | 0 | 0 | 0.16975 | -1.0904 |  |  | (2) Bottom concrete | Top = - DC2 / SU1
102i | 0.022363 | -0.019986 | 0 | 0 | 0.10243 | -0.091543 | 0.0039837 | -0.0099006 | 0.003819 | -0.0094915 | 0.0023696 | -0.015222 | 0.16976 | -1.0905 |  |  |  | Bottom = DC2 / SL1
102j | -20.0626 | 17.9301 | -0.024565 | 0.021954 | -41.3564 | 36.9604 | -2.7624 | 6.8654 | -2.4266 | 6.031 | -3.6172 | 23.2358 | 0.27568 | -1.7709
103i | -14.5974 | 12.609 | -0.017873 | 0.015439 | -30.0906 | 25.9918 | -2.3818 | 5.0561 | -2.0924 | 4.4415 | -3.4135 | 17.1875 | 0.26016 | -1.3099 |  |  | (3) Deck slab | Top = - DC3 / SU1
103j | -33.5864 | 29.0115 | -0.042828 | 0.036995 | -67.7237 | 58.4988 | -5.4439 | 11.5561 | -4.7609 | 10.1062 | -7.6164 | 38.3492 | 0.47711 | -2.4023 |  |  |  | Bottom = DC3 / SL1
104i | -33.5861 | 29.0113 | -0.042828 | 0.036995 | -67.7237 | 58.4988 | -5.4439 | 11.556 | -4.7609 | 10.1062 | -7.6164 | 38.3492 | 0.47711 | -2.4023
104j | -55.7893 | 48.19 | -0.076805 | 0.066343 | -109.0844 | 94.2257 | -8.783 | 18.6441 | -7.7116 | 16.3698 | -12.2046 | 61.4514 | 0.84899 | -4.2747 |  |  | (4) 방호벽 (장기) | Top = - DC4 / SU3l
105i | -44.9911 | 31.0226 | -0.061939 | 0.042709 | -87.9709 | 60.6584 | -8.0071 | 12.4459 | -7.0303 | 10.9277 | -11.9627 | 41.2887 | 0.83216 | -2.8722 |  |  |  | Bottom = DC4 / SL3l
105j | -59.9025 | 41.3044 | -0.089271 | 0.061555 | -115.2422 | 79.4627 | -10.5302 | 16.3678 | -9.2208 | 14.3325 | -15.5714 | 53.744 | 1.1968 | -4.1306
106i | -59.9027 | 41.3046 | -0.089271 | 0.061555 | -115.2415 | 79.4622 | -10.5302 | 16.3677 | -9.2209 | 14.3326 | -15.5714 | 53.744 | 1.1968 | -4.1306 |  |  | (5) 포장 (장기) | Top = - DW / SU3l
106j | -70.8031 | 48.8207 | -0.11667 | 0.080448 | -133.66 | 92.1623 | -12.2148 | 18.9862 | -10.7192 | 16.6615 | -18.0194 | 62.1932 | 1.5615 | -5.3896 |  |  |  | Bottom = DW / SL3l
107i | -59.6217 | 42.2313 | -0.098246 | 0.06959 | -112.5521 | 79.723 | -11.3491 | 16.8437 | -9.9596 | 14.7814 | -17.4921 | 55.3924 | 1.5159 | -4.8003
107j | -65.7945 | 46.6036 | -0.12126 | 0.085892 | -122.9371 | 87.0789 | -12.4302 | 18.4482 | -10.8878 | 16.159 | -19.2211 | 60.8674 | 1.8715 | -5.9264 |  |  | (6) LLmax (단기) | Top = - LLmax / SU3s
108i | -65.7943 | 46.6035 | -0.12126 | 0.085892 | -122.937 | 87.0788 | -12.4302 | 18.4482 | -10.8877 | 16.1588 | -19.2211 | 60.8674 | 1.8715 | -5.9264 |  |  |  | Bottom = LLmax / SL3s
108j | -68.2031 | 48.3097 | -0.14428 | 0.1022 | -125.7343 | 89.0602 | -12.7237 | 18.8838 | -11.1681 | 16.5751 | -19.8254 | 62.7813 | 2.2274 | -7.0535
109i | -68.2031 | 48.3097 | -0.14428 | 0.1022 | -125.7345 | 89.0604 | -12.7238 | 18.884 | -11.1682 | 16.5752 | -19.8254 | 62.7813 | 2.2274 | -7.0535 |  |  | (7) LLmin (단기) | Top = - LLmin / SU3s
109j | -67.4319 | 47.7634 | -0.16729 | 0.1185 | -123.4062 | 87.4112 | -12.5332 | 18.601 | -10.9843 | 16.3023 | -19.8422 | 62.8344 | 2.5833 | -8.1807 |  |  |  | Bottom = LLmin / SL3s
110i | -67.4321 | 47.7636 | -0.16729 | 0.1185 | -123.4064 | 87.4113 | -12.5332 | 18.601 | -10.9844 | 16.3024 | -19.8422 | 62.8343 | 2.5833 | -8.1807
110j | -63.0329 | 44.6475 | -0.19031 | 0.1348 | -114.321 | 80.976 | -11.6517 | 17.2927 | -10.2111 | 15.1548 | -18.9679 | 60.0657 | 2.9386 | -9.3056
111i | -63.033 | 44.6476 | -0.19031 | 0.1348 | -114.3213 | 80.9761 | -11.6516 | 17.2927 | -10.211 | 15.1546 | -18.9679 | 60.0657 | 2.9386 | -9.3056
111j | -54.9455 | 38.919 | -0.21315 | 0.15098 | -98.3559 | 69.6676 | -10.0763 | 14.9547 | -8.8464 | 13.1294 | -17.1886 | 54.4313 | 3.2919 | -10.4245
112i | -67.9321 | 47.2712 | -0.26353 | 0.18338 | -121.6034 | 84.6189 | -11.0196 | 17.5948 | -9.6745 | 15.4471 | -17.7799 | 63.7253 | 3.4052 | -12.2045
112j | -54.2705 | 37.7647 | -0.29178 | 0.20304 | -95.5305 | 66.4758 | -8.768 | 13.9997 | -7.6742 | 12.2533 | -15.3948 | 55.1768 | 3.7706 | -13.5145
113i | -60.5401 | 38.662 | -0.32548 | 0.20786 | -106.5658 | 68.0548 | -9.0936 | 14.0368 | -7.9594 | 12.286 | -15.5343 | 55.1832 | 3.8048 | -13.516
113j | -40.9068 | 26.1238 | -0.35691 | 0.22793 | -67.2746 | 42.9627 | -5.8685 | 9.0586 | -5.1543 | 7.9561 | -12.1008 | 42.9863 | 4.1725 | -14.822
114i | -40.9069 | 26.1239 | -0.35691 | 0.22793 | -67.2748 | 42.9628 | -5.8686 | 9.0587 | -5.1543 | 7.9561 | -12.1008 | 42.9863 | 4.1725 | -14.822
114j | -17.6275 | 11.2572 | -0.38825 | 0.24795 | -20.9179 | 13.3585 | -2.0945 | 3.2331 | -1.8227 | 2.8136 | -8.2853 | 29.4322 | 4.5771 | -16.2593
115i | -22.3076 | 16.9441 | -0.49134 | 0.37321 | -26.4715 | 20.1069 | -2.2916 | 4.6451 | -1.9942 | 4.0423 | -8.4119 | 42.0079 | 4.647 | -23.2065
115j | 12.197 | -9.2645 | -0.53111 | 0.40342 | 45.1824 | -34.3192 | 2.7952 | -5.666 | 2.4435 | -4.9531 | -4.7003 | 23.4726 | 6.1316 | -30.6205
116i | 9.6509 | -7.3939 | -0.42024 | 0.32196 | 35.7506 | -27.3898 | 2.5638 | -4.738 | 2.2412 | -4.1418 | -4.5811 | 19.7372 | 5.9761 | -25.7475
116j | 40.0598 | -30.6913 | -0.45163 | 0.34601 | 99.5234 | -76.2485 | 7.7804 | -14.3783 | 6.8398 | -12.64 | -2.2847 | 9.8436 | 8.9418 | -38.5249
117i | 25.1296 | -24.8663 | -0.28331 | 0.28034 | 62.4313 | -61.7771 | 6.3387 | -12.4514 | 5.5724 | -10.946 | -2.0877 | 8.6046 | 8.1705 | -33.676
117j | 47.1626 | -46.6684 | 0.60987 | -0.60348 | 109.2306 | -108.0861 | 11.3219 | -22.24 | 9.9236 | -19.4933 | -0.64938 | 2.6765 | 13.4738 | -55.5342
118i | 25.1928 | -38.1439 | 0.32578 | -0.49325 | 58.3477 | -88.343 | 8.0296 | -19.1034 | 7.038 | -16.7441 | -0.54539 | 2.3201 | 11.3162 | -48.1391
118j | 34.3979 | -52.0811 | 1.3848 | -2.0967 | 77.2578 | -116.9743 | 10.6928 | -25.4394 | 9.3796 | -22.3152 | -0.15698 | 0.66781 | 14.987 | -63.7547
119i | 33.3054 | -50.5527 | 1.3408 | -2.0352 | 74.8044 | -113.5421 | 10.3949 | -24.6874 | 9.1182 | -21.6555 | -0.15325 | 0.64781 | 14.6307 | -61.8461
119j | 37.4108 | -56.7841 | 2.0074 | -3.047 | 82.9952 | -125.9745 | 11.5508 | -27.4327 | 10.1383 | -24.0782 | -0.079457 | 0.33588 | 16.2775 | -68.8075
120i | 37.4108 | -56.7841 | 2.0074 | -3.047 | 82.9953 | -125.9746 | 11.5509 | -27.4331 | 10.1383 | -24.0781 | -0.084347 | 0.35655 | 16.2762 | -68.8021
120j | 34.3469 | -52.1335 | 1.3456 | -2.0424 | 76.518 | -116.1431 | 10.6431 | -25.2769 | 9.3359 | -22.1724 | -0.27584 | 1.166 | 15.2501 | -64.4646
121i | 35.4735 | -53.7097 | 1.3897 | -2.1042 | 79.0275 | -119.6537 | 10.9482 | -26.047 | 9.6035 | -22.8478 | -0.28256 | 1.202 | 15.6216 | -66.454
121j | 28.7788 | -43.5733 | 0.33974 | -0.51439 | 64.2478 | -97.2762 | 8.8805 | -21.1278 | 7.7841 | -18.5193 | -1.1962 | 5.0888 | 13.522 | -57.5223
122i | 49.5623 | -50.3065 | 0.58509 | -0.59388 | 110.6463 | -112.3077 | 12.0471 | -23.4569 | 10.5597 | -20.5609 | -1.4053 | 5.6117 | 15.8855 | -63.4326
122j | 35.5339 | -36.0674 | -0.22627 | 0.22967 | 77.7549 | -78.9224 | 8.4069 | -16.369 | 7.3858 | -14.3809 | -3.9939 | 15.9481 | 13.2842 | -53.0454
123i | 45.6522 | -38.5439 | -0.2907 | 0.24544 | 99.8959 | -84.3416 | 9.568 | -17.0349 | 8.4059 | -14.9658 | -4.2996 | 16.5287 | 14.3011 | -54.9766
123j | 31.3413 | -26.4613 | -0.25383 | 0.21431 | 65.4641 | -55.271 | 6.2217 | -11.0772 | 5.4505 | -9.7041 | -6.7753 | 26.0457 | 12.3029 | -47.295
124i | 47.265 | -33.3023 | -0.38279 | 0.26971 | 98.7248 | -69.5603 | 7.2672 | -12.9796 | 6.3664 | -11.3708 | -7.1162 | 30.2277 | 12.922 | -54.8889
124j | 29.7019 | -20.9276 | -0.32719 | 0.23053 | 54.712 | -38.5494 | 3.9325 | -7.0237 | 3.4648 | -6.1884 | -9.2513 | 39.2971 | 10.9844 | -46.6587
125i | 33.5731 | -25.5011 | -0.36983 | 0.28091 | 61.8426 | -46.9737 | 4.1147 | -8.3406 | 3.6254 | -7.3487 | -9.3112 | 46.4991 | 11.0555 | -55.21
125j | 18.6462 | -14.1631 | -0.30648 | 0.23279 | 25.4464 | -19.3283 | 1.5958 | -3.2347 | 1.3914 | -2.8204 | -10.228 | 51.0776 | 9.1614 | -45.7509
126i | 18.6462 | -14.1631 | -0.30648 | 0.23279 | 25.4464 | -19.3283 | 1.5958 | -3.2347 | 1.3914 | -2.8204 | -10.228 | 51.0776 | 9.1614 | -45.7509
126j | 7.3502 | -5.5829 | -0.24312 | 0.18467 | -2.0067 | 1.5243 | -0.32258 | 0.65389 | -0.2667 | 0.5406 | -10.4745 | 52.3082 | 7.2717 | -36.3142
127i | 7.8781 | -7.5296 | -0.26059 | 0.24906 | -2.1508 | 2.0556 | -0.33549 | 0.86929 | -0.27737 | 0.71869 | -10.491 | 69.2505 | 7.2833 | -48.0763
127j | 0.4312 | -0.41213 | -0.19332 | 0.18477 | -17.8756 | 17.0849 | -1.3406 | 3.4737 | -1.1825 | 3.0641 | -9.405 | 62.0818 | 5.403 | -35.6651
128i | 0.4312 | 0 | -0.19332 | 0.18477 | -17.8756 | 17.0849 | -1.3406 | 3.4737 | -1.1825 | 3.0641 | -9.405 | 62.0818 | 5.403 | -35.6651
128j | -3.5895 | 3.4307 | -0.12595 | 0.12038 | -24.0145 | 22.9522 | -1.7212 | 4.4598 | -1.4888 | 3.8577 | -7.4617 | 49.254 | 3.5228 | -23.254
129i | -3.5895 | 3.4307 | -0.12595 | 0.12038 | -24.0146 | 22.9523 | -1.7212 | 4.4598 | -1.4888 | 3.8577 | -7.4617 | 49.254 | 3.5228 | -23.254
129j | -2.366 | 2.2614 | -0.038986 | 0.037261 | -11.671 | 11.1547 | -0.76448 | 1.9808 | -0.68305 | 1.7699 | -2.7788 | 18.3428 | 1.0921 | -7.2086
130i | -2.6137 | 2.4939 | -0.043066 | 0.041091 | -12.8922 | 12.3012 | -0.82003 | 2.1874 | -0.73268 | 1.9544 | -2.9088 | 20.2976 | 1.1432 | -7.9768
130j | 0.021888 | -0.020884 | 0 | 0 | 0.10447 | -0.09968 | 0.0040277 | -0.010744 | 0.0038613 | -0.0103 | 0.0023641 | -0.016496 | 0.16938 | -1.1819
131i | 0.022006 | -0.020997 | 0 | 0 | 0.10482 | -0.10002 | 0.004061 | -0.010833 | 0.0038946 | -0.010389 | 0 | 0 | 0.16935 | -1.1817
131j | 0 | 0 | 0 | 0 | 0 | 0 | 0 | 0 | 0 | 0 | 0 | 0 | 0 | 0
201i | 0.00034762 | -0.00031067 | 0 | 0 | 0 | 0 | -0.00016461 | 0.00040912 | 9.8768e-05 | -0.00024547 | 0 | 0 | 0 | 0
201j | 0.0219 | -0.019572 | 0 | 0 | 0.10243 | -0.091543 | 0.0041812 | -0.010392 | 0.0037861 | -0.0094097 | 0 | 0 | 0.16843 | -1.082 |  |  | (2) Bottom concrete | Top = - DC2 / SU1
202i | 0.022248 | -0.019883 | 0 | 0 | 0.10208 | -0.091233 | 0.0040166 | -0.0099825 | 0.003852 | -0.0095733 | -3.5545e-05 | 0.00022833 | 0.16843 | -1.082 |  |  |  | Bottom = DC2 / SL1
202j | -20.0625 | 17.93 | -0.024565 | 0.021954 | -41.3561 | 36.9601 | -2.7622 | 6.8648 | -2.4267 | 6.0311 | -3.6172 | 23.2358 | 0.27567 | -1.7708
203i | -14.5971 | 12.6088 | -0.017873 | 0.015439 | -30.0911 | 25.9923 | -2.3816 | 5.0556 | -2.0924 | 4.4417 | -3.4135 | 17.1875 | 0.26015 | -1.3099 |  |  | (3) Deck slab | Top = - DC3 / SU1
203j | -33.5866 | 29.0116 | -0.042828 | 0.036995 | -67.7232 | 58.4984 | -5.4433 | 11.5548 | -4.761 | 10.1064 | -7.6164 | 38.3492 | 0.47707 | -2.4021 |  |  |  | Bottom = DC3 / SL1
204i | -33.5865 | 29.0115 | -0.042828 | 0.036995 | -67.7235 | 58.4986 | -5.4433 | 11.5549 | -4.761 | 10.1064 | -7.6164 | 38.3493 | 0.47707 | -2.4021
204j | -55.789 | 48.1898 | -0.076805 | 0.066343 | -109.0848 | 94.226 | -8.7825 | 18.643 | -7.7117 | 16.37 | -12.2046 | 61.4515 | 0.84894 | -4.2745 |  |  | (4) 방호벽 (장기) | Top = - DC4 / SU3l
205i | -44.9909 | 31.0224 | -0.061939 | 0.042709 | -87.971 | 60.6585 | -8.0065 | 12.4451 | -7.0303 | 10.9277 | -11.9627 | 41.2888 | 0.83211 | -2.872 |  |  |  | Bottom = DC4 / SL3l
205j | -59.9026 | 41.3045 | -0.089271 | 0.061555 | -115.2422 | 79.4627 | -10.5299 | 16.3673 | -9.2209 | 14.3327 | -15.5714 | 53.7441 | 1.1967 | -4.1305
206i | -59.9026 | 41.3045 | -0.089271 | 0.061555 | -115.2419 | 79.4625 | -10.5299 | 16.3672 | -9.221 | 14.3327 | -15.5714 | 53.7441 | 1.1967 | -4.1305 |  |  | (5) 포장 (장기) | Top = - DW / SU3l
206j | -70.8033 | 48.8208 | -0.11667 | 0.080448 | -133.6597 | 92.1621 | -12.2144 | 18.9856 | -10.7192 | 16.6615 | -18.0194 | 62.1933 | 1.5615 | -5.3896 |  |  |  | Bottom = DW / SL3l
207i | -59.6222 | 42.2316 | -0.098246 | 0.06959 | -112.5522 | 79.7231 | -11.3488 | 16.8433 | -9.9596 | 14.7814 | -17.4922 | 55.3925 | 1.5158 | -4.8002
207j | -65.794 | 46.6032 | -0.12126 | 0.085892 | -122.9371 | 87.0789 | -12.4301 | 18.448 | -10.8878 | 16.1591 | -19.2211 | 60.8675 | 1.8715 | -5.9263 |  |  | (6) LLmax (단기) | Top = - LLmax / SU3s
208i | -65.7942 | 46.6034 | -0.12126 | 0.085892 | -122.9369 | 87.0787 | -12.4301 | 18.448 | -10.8878 | 16.159 | -19.2211 | 60.8675 | 1.8715 | -5.9263 |  |  |  | Bottom = LLmax / SL3s
208j | -68.2033 | 48.3098 | -0.14428 | 0.1022 | -125.7344 | 89.0603 | -12.7236 | 18.8837 | -11.1681 | 16.575 | -19.8254 | 62.7813 | 2.2274 | -7.0535
209i | -68.203 | 48.3096 | -0.14428 | 0.1022 | -125.7343 | 89.0602 | -12.7236 | 18.8836 | -11.1681 | 16.575 | -19.8254 | 62.7813 | 2.2274 | -7.0535 |  |  | (7) LLmin (단기) | Top = - LLmin / SU3s
209j | -67.4321 | 47.7636 | -0.16729 | 0.1185 | -123.4065 | 87.4114 | -12.5333 | 18.6012 | -10.9844 | 16.3024 | -19.8422 | 62.8344 | 2.5833 | -8.1807 |  |  |  | Bottom = LLmin / SL3s
210i | -67.4319 | 47.7634 | -0.16729 | 0.1185 | -123.4074 | 87.412 | -12.5333 | 18.6012 | -10.9844 | 16.3024 | -19.8422 | 62.8344 | 2.5833 | -8.1807
210j | -63.0331 | 44.6477 | -0.19031 | 0.1348 | -114.32 | 80.9752 | -11.6516 | 17.2926 | -10.2111 | 15.1547 | -18.9679 | 60.0657 | 2.9386 | -9.3057
211i | -63.0335 | 44.6479 | -0.19031 | 0.1348 | -114.3209 | 80.9759 | -11.6515 | 17.2925 | -10.2111 | 15.1548 | -18.9679 | 60.0657 | 2.9386 | -9.3057
211j | -54.945 | 38.9187 | -0.21315 | 0.15098 | -98.3563 | 69.6678 | -10.0767 | 14.9552 | -8.8463 | 13.1292 | -17.1886 | 54.4313 | 3.2919 | -10.4246
212i | -67.9313 | 47.2707 | -0.26353 | 0.18338 | -121.6031 | 84.6187 | -11.0199 | 17.5952 | -9.6744 | 15.447 | -17.7799 | 63.7252 | 3.4052 | -12.2046
212j | -54.2713 | 37.7652 | -0.29185 | 0.20308 | -95.5308 | 66.476 | -8.7681 | 13.9999 | -7.6742 | 12.2533 | -15.3947 | 55.1767 | 3.7707 | -13.5145
213i | -60.54 | 38.6619 | -0.32548 | 0.20786 | -106.5657 | 68.0547 | -9.0939 | 14.0373 | -7.9593 | 12.2859 | -15.5342 | 55.183 | 3.8048 | -13.5161
213j | -40.9069 | 26.1238 | -0.35691 | 0.22793 | -67.2748 | 42.9628 | -5.8689 | 9.0591 | -5.1543 | 7.9561 | -12.1008 | 42.9861 | 4.1725 | -14.8221
214i | -40.9075 | 26.1242 | -0.35691 | 0.22793 | -67.2747 | 42.9628 | -5.8689 | 9.0591 | -5.1542 | 7.956 | -12.1008 | 42.9861 | 4.1725 | -14.8221
214j | -17.6268 | 11.2568 | -0.38825 | 0.24795 | -20.918 | 13.3586 | -2.0951 | 3.234 | -1.8227 | 2.8134 | -8.2852 | 29.4318 | 4.5771 | -16.2593
215i | -22.3076 | 16.9441 | -0.49134 | 0.37321 | -26.472 | 20.1073 | -2.2921 | 4.6462 | -1.9941 | 4.0421 | -8.4118 | 42.0073 | 4.647 | -23.2065
215j | 12.1971 | -9.2646 | -0.53111 | 0.40342 | 45.1829 | -34.3195 | 2.795 | -5.6654 | 2.4435 | -4.9531 | -4.7002 | 23.4721 | 6.1316 | -30.6204
216i | 9.6511 | -7.3941 | -0.42024 | 0.32196 | 35.7508 | -27.39 | 2.5635 | -4.7374 | 2.2413 | -4.1419 | -4.581 | 19.7368 | 5.9761 | -25.7474
216j | 40.0596 | -30.6912 | -0.45163 | 0.34601 | 99.5231 | -76.2483 | 7.7803 | -14.3779 | 6.8399 | -12.64 | -2.2847 | 9.8433 | 8.9418 | -38.525
217i | 25.1296 | -24.8663 | -0.28331 | 0.28034 | 62.4315 | -61.7773 | 6.3386 | -12.4511 | 5.5725 | -10.9462 | -2.0876 | 8.6044 | 8.1705 | -33.676
217j | 47.1627 | -46.6685 | 0.60987 | -0.60348 | 109.2301 | -108.0855 | 11.3226 | -22.2414 | 9.9235 | -19.493 | -0.63288 | 2.6085 | 13.4737 | -55.5339
218i | 25.1929 | -38.144 | 0.32578 | -0.49325 | 58.3479 | -88.3432 | 8.0302 | -19.1046 | 7.0378 | -16.7438 | -0.53154 | 2.2612 | 11.3162 | -48.1389
218j | 34.3978 | -52.0809 | 1.3848 | -2.0967 | 77.2574 | -116.9736 | 10.6938 | -25.4416 | 9.3796 | -22.315 | -0.15683 | 0.66716 | 14.9869 | -63.754
219i | 33.3054 | -50.5526 | 1.3408 | -2.0352 | 74.804 | -113.5414 | 10.3957 | -24.6893 | 9.1181 | -21.655 | -0.1531 | 0.64719 | 14.6305 | -61.8454
219j | 37.4108 | -56.7841 | 2.0074 | -3.047 | 82.9954 | -125.9748 | 11.552 | -27.4355 | 10.1382 | -24.0779 | -0.079383 | 0.33556 | 16.2773 | -68.8066
220i | 37.4106 | -56.7837 | 2.0074 | -3.047 | 82.9955 | -125.9749 | 11.5517 | -27.4349 | 10.1382 | -24.0779 | -0.084298 | 0.35634 | 16.276 | -68.8012
220j | 34.3471 | -52.1338 | 1.3456 | -2.0424 | 76.5177 | -116.1426 | 10.6438 | -25.2785 | 9.3357 | -22.172 | -0.27594 | 1.1664 | 15.25 | -64.464
221i | 35.4735 | -53.7097 | 1.3897 | -2.1042 | 79.0276 | -119.6539 | 10.9489 | -26.0487 | 9.6034 | -22.8475 | -0.28266 | 1.2024 | 15.6214 | -66.4534
221j | 28.7787 | -43.5732 | 0.33974 | -0.51439 | 64.2477 | -97.276 | 8.8808 | -21.1284 | 7.7841 | -18.5192 | -1.1963 | 5.0892 | 13.5219 | -57.522
222i | 49.5623 | -50.3065 | 0.58509 | -0.59388 | 110.6466 | -112.308 | 12.0475 | -23.4577 | 10.5597 | -20.5608 | -1.4054 | 5.6121 | 15.8854 | -63.4323
222j | 35.5339 | -36.0674 | -0.22627 | 0.22967 | 77.7548 | -78.9223 | 8.4066 | -16.3685 | 7.3858 | -14.3809 | -3.9938 | 15.9475 | 13.2842 | -53.0453
223i | 45.6521 | -38.5438 | -0.2907 | 0.24544 | 99.8958 | -84.3415 | 9.5677 | -17.0344 | 8.4059 | -14.9659 | -4.2995 | 16.5282 | 14.301 | -54.9765
223j | 31.3414 | -26.4614 | -0.25383 | 0.21431 | 65.4644 | -55.2713 | 6.2214 | -11.0766 | 5.4506 | -9.7042 | -6.7752 | 26.0453 | 12.3028 | -47.2949
224i | 47.2651 | -33.3024 | -0.38279 | 0.26971 | 98.7251 | -69.5605 | 7.2668 | -12.9789 | 6.3665 | -11.3709 | -7.1161 | 30.2272 | 12.9219 | -54.8888
224j | 29.7018 | -20.9275 | -0.32719 | 0.23053 | 54.712 | -38.5494 | 3.9321 | -7.023 | 3.4649 | -6.1885 | -9.2513 | 39.2968 | 10.9844 | -46.6588
225i | 33.573 | -25.501 | -0.36983 | 0.28091 | 61.8427 | -46.9738 | 4.1143 | -8.3398 | 3.6254 | -7.3488 | -9.3112 | 46.4988 | 11.0555 | -55.2101
225j | 18.6463 | -14.1632 | -0.30648 | 0.23279 | 25.4465 | -19.3284 | 1.5957 | -3.2345 | 1.3914 | -2.8205 | -10.228 | 51.0774 | 9.1614 | -45.7509
226i | 18.6462 | -14.1631 | -0.30648 | 0.23279 | 25.4463 | -19.3282 | 1.5957 | -3.2345 | 1.3914 | -2.8204 | -10.228 | 51.0774 | 9.1614 | -45.7509
226j | 7.3501 | -5.5829 | -0.24312 | 0.18467 | -2.0066 | 1.5242 | -0.32241 | 0.65352 | -0.26673 | 0.54066 | -10.4745 | 52.3082 | 7.2717 | -36.3141
227i | 7.8781 | -7.5296 | -0.26059 | 0.24906 | -2.1508 | 2.0556 | -0.3353 | 0.86881 | -0.2774 | 0.71877 | -10.491 | 69.2505 | 7.2832 | -48.076
227j | 0.4312 | -0.41213 | -0.19332 | 0.18477 | -17.8758 | 17.0851 | -1.3402 | 3.4725 | -1.1826 | 3.0643 | -9.405 | 62.0817 | 5.403 | -35.6648
228i | 0.4312 | 0.00034762 | -0.19332 | 0.18477 | -17.8757 | 17.085 | -1.3402 | 3.4725 | -1.1826 | 3.0643 | -9.405 | 62.0817 | 5.403 | -35.6648
228j | -3.5895 | 3.4307 | -0.12595 | 0.12038 | -24.0147 | 22.9524 | -1.7205 | 4.458 | -1.4889 | 3.858 | -7.4616 | 49.2538 | 3.5228 | -23.2534
229i | -3.5895 | 3.4307 | -0.12595 | 0.12038 | -24.0147 | 22.9524 | -1.7205 | 4.458 | -1.4889 | 3.858 | -7.4616 | 49.2538 | 3.5228 | -23.2534
229j | -2.3662 | 2.2615 | -0.038986 | 0.037261 | -11.6711 | 11.1548 | -0.76426 | 1.9803 | -0.68308 | 1.7699 | -2.7788 | 18.3427 | 1.092 | -7.2084
230i | -2.6136 | 2.4938 | -0.043066 | 0.041091 | -12.8923 | 12.3013 | -0.81979 | 2.1868 | -0.73271 | 1.9545 | -2.9088 | 20.2975 | 1.1431 | -7.9766
230j | 0.021888 | -0.020884 | 0 | 0 | 0.10447 | -0.09968 | 0.0040277 | -0.010744 | 0.0038613 | -0.0103 | 0.0023641 | -0.016496 | 0.16804 | -1.1726
231i | 0.022006 | -0.020997 | 0 | 0 | 0.10471 | -0.099906 | 0.004061 | -0.010833 | 0.0038946 | -0.010389 | 0 | 0 | 0.16804 | -1.1726
231j | 0 | 0 | 0 | 0 | 0.00011831 | -0.00011289 | 0 | 0 | 0 | 0 | 0 | 0 | 0 | 0
Table 6.3.4. Calculation Stress (내부 con'c 유효 및 바닥판 미유효) for Negative moment
Node | Deck (단기) |  | Deck (정기) |  | 방호벽 (장기) |  | 포장 (장기) |  | Live load (단기) ⑥
| ③ |  | ③ |  | ④ |  | ⑤ |  | LLmax |  | LLmin
| Top | Bottom | Top | Bottom | Top | Bottom | Top | Bottom | Top | Bottom | Top | Bottom
101i | 0.00034762 | -0.00031067 | 0.00034762 | -0.00031067 | 0 | 0 | -0.00010275 | 0.00010008 | 0 | 0 | 0 | 0 |  |  |  | (8) Deck slab (단기) | Top = - DC3 / SU2s
101j | 0.10208 | -0.091233 | 0.10208 | -0.091233 | 0.012536 | -0.01221 | 0.01233 | -0.01201 | 0 | 0 | 1.1978 | -1.3611 |  |  |  |  | Bottom = DC3 / SL2s
102i | 0.10243 | -0.091543 | 0.10243 | -0.091543 | 0.012433 | -0.01211 | 0.011919 | -0.011609 | 0.01672 | -0.019 | 1.1978 | -1.3612
102j | -41.3564 | 36.9604 | -41.3564 | 36.9604 | -8.6215 | 8.3972 | -7.5736 | 7.3766 | -25.5228 | 29.0034 | 1.9452 | -2.2105 |  |  |  | (9) Deck slab (정기) | Top = - DC3 / SU2l
103i | -30.0906 | 25.9918 | -30.0906 | 25.9918 | -6.4266 | 5.963 | -5.6455 | 5.2383 | -19.7415 | 20.8676 | 1.5046 | -1.5904 |  |  |  |  | Bottom = DC3 / SL2l
103j | -67.7237 | 58.4988 | -67.7237 | 58.4988 | -14.6886 | 13.629 | -12.8458 | 11.9191 | -44.0479 | 46.5602 | 2.7593 | -2.9167
104i | -67.7237 | 58.4988 | -67.7237 | 58.4988 | -14.6885 | 13.6289 | -12.8458 | 11.9191 | -44.0479 | 46.5603 | 2.7593 | -2.9167 |  |  |  | (10) 방호벽 (장기) | Top = - DC4 / SU4l
104j | -109.0844 | 94.2257 | -109.0844 | 94.2257 | -23.698 | 21.9885 | -20.8073 | 19.3063 | -70.583 | 74.6089 | 4.91 | -5.19 |  |  |  |  | Bottom = DC4 / SL4l
105i | -87.9709 | 60.6584 | -87.9709 | 60.6584 | -19.3984 | 14.2423 | -17.0321 | 12.5049 | -59.1728 | 48.7589 | 4.1162 | -3.3918
105j | -115.2422 | 79.4627 | -115.2422 | 79.4627 | -25.5112 | 18.7303 | -22.3389 | 16.4012 | -77.023 | 63.4676 | 5.9198 | -4.8779 |  |  |  | (11) 포장 (장기) | Top = - DW / SU4l
106i | -115.2415 | 79.4622 | -115.2415 | 79.4622 | -25.5111 | 18.7302 | -22.3391 | 16.4013 | -77.023 | 63.4676 | 5.9198 | -4.8779 |  |  |  |  | Bottom = DW / SL4l
106j | -133.66 | 92.1623 | -133.66 | 92.1623 | -29.5924 | 21.7267 | -25.969 | 19.0664 | -89.1319 | 73.4454 | 7.7241 | -6.3647
107i | -112.5521 | 79.723 | -112.5521 | 79.723 | -25.2101 | 18.8706 | -22.1234 | 16.5601 | -77.3881 | 64.1801 | 6.7064 | -5.5618 |  |  |  | (12) LLmax (단기) | Top = - LLmax / SU4s
107j | -122.9371 | 87.0789 | -122.9371 | 87.0789 | -27.6115 | 20.6682 | -24.1853 | 18.1035 | -85.0372 | 70.5237 | 8.2797 | -6.8665 |  |  |  |  | Bottom = LLmax / SL4s
108i | -122.937 | 87.0788 | -122.937 | 87.0788 | -27.6115 | 20.6682 | -24.185 | 18.1033 | -85.0372 | 70.5237 | 8.2797 | -6.8665
108j | -125.7343 | 89.0602 | -125.7343 | 89.0602 | -28.2636 | 21.1562 | -24.8081 | 18.5697 | -87.711 | 72.7412 | 9.8544 | -8.1725 |  |  |  | (13) LLmin (단기) | Top = - LLmin / SU4s
109i | -125.7345 | 89.0604 | -125.7345 | 89.0604 | -28.2637 | 21.1563 | -24.8081 | 18.5697 | -87.711 | 72.7412 | 9.8544 | -8.1725 |  |  |  |  | Bottom = LLmin / SL4s
109j | -123.4062 | 87.4112 | -123.4062 | 87.4112 | -27.8403 | 20.8394 | -24.3997 | 18.264 | -87.7852 | 72.8026 | 11.4291 | -9.4785
110i | -123.4064 | 87.4113 | -123.4064 | 87.4113 | -27.8402 | 20.8393 | -24.3999 | 18.2641 | -87.7851 | 72.8026 | 11.4291 | -9.4785
110j | -114.321 | 80.976 | -114.321 | 80.976 | -25.8821 | 19.3736 | -22.6822 | 16.9784 | -83.9171 | 69.5947 | 13.0008 | -10.7819
111i | -114.3213 | 80.9761 | -114.3213 | 80.9761 | -25.882 | 19.3736 | -22.682 | 16.9782 | -83.9171 | 69.5947 | 13.0008 | -10.7819
111j | -98.3559 | 69.6676 | -98.3559 | 69.6676 | -22.3828 | 16.7542 | -19.6508 | 14.7092 | -76.0454 | 63.0665 | 14.564 | -12.0783
112i | -121.6034 | 84.6189 | -121.6034 | 84.6189 | -27.2729 | 20.245 | -23.9439 | 17.7738 | -90.4853 | 75.6214 | 17.3295 | -14.4828
112j | -95.5305 | 66.4758 | -95.5305 | 66.4758 | -21.7002 | 16.1084 | -18.9933 | 14.099 | -78.347 | 65.4771 | 19.1896 | -16.0373
113i | -106.5658 | 68.0548 | -106.5658 | 68.0548 | -23.9788 | 16.43 | -20.988 | 14.3808 | -85.2928 | 66.4327 | 20.8908 | -16.2714
113j | -67.2746 | 42.9627 | -67.2746 | 42.9627 | -15.4746 | 10.6031 | -13.5913 | 9.3126 | -66.441 | 51.7494 | 22.9094 | -17.8436
114i | -67.2748 | 42.9628 | -67.2748 | 42.9628 | -15.4748 | 10.6032 | -13.5912 | 9.3126 | -66.441 | 51.7494 | 22.9094 | -17.8436
114j | -20.9179 | 13.3585 | -20.9179 | 13.3585 | -5.523 | 3.7843 | -4.8064 | 3.2933 | -45.4913 | 35.4322 | 25.1308 | -19.5739
115i | -26.4715 | 20.1069 | -26.4715 | 20.1069 | -6.8543 | 5.6468 | -5.9649 | 4.9141 | -54.7819 | 52.2325 | 30.2633 | -28.8549
115j | 45.1824 | -34.3192 | 45.1824 | -34.3192 | 8.3609 | -6.888 | 7.3088 | -6.0212 | -30.6103 | 29.1858 | 39.9317 | -38.0734
116i | 35.7506 | -27.3898 | 35.7506 | -27.3898 | 6.752 | -5.5464 | 5.9023 | -4.8485 | -25.5054 | 23.7926 | 33.2722 | -31.0378
116j | 99.5234 | -76.2485 | 99.5234 | -76.2485 | 20.4901 | -16.8315 | 18.0129 | -14.7966 | -12.7203 | 11.8661 | 49.7837 | -46.4405
117i | 59.6261 | -30.9112 | 60.9966 | -45.7766 | 12.9651 | -10.207 | 11.3976 | -8.973 | -8.3082 | 4.905 | 32.5158 | -19.1966
117j | 104.3227 | -54.0826 | 106.7205 | -80.0914 | 23.1575 | -18.2311 | 20.2976 | -15.9796 | -2.5843 | 1.5257 | 53.6209 | -31.6566
118i | 55.6148 | -39.5745 | 56.8845 | -61.6603 | 12.6736 | -14.1316 | 11.1083 | -12.3863 | -1.4807 | 1.1385 | 30.7231 | -23.6232
118j | 73.6391 | -52.4004 | 75.3203 | -81.644 | 16.877 | -18.8187 | 14.8043 | -16.5075 | -0.4262 | 0.32771 | 40.6892 | -31.2861
119i | 71.3814 | -48.2054 | 72.9372 | -76.5905 | 16.3489 | -17.6505 | 14.341 | -15.4828 | -0.41356 | 0.30102 | 39.4824 | -28.7385
119j | 79.1974 | -53.4837 | 80.9235 | -84.9768 | 18.1669 | -19.6132 | 15.9454 | -17.2149 | -0.21442 | 0.15607 | 43.9266 | -31.9733
120i | 79.1975 | -53.4837 | 80.9236 | -84.9769 | 18.1671 | -19.6135 | 15.9454 | -17.2148 | -0.22762 | 0.16568 | 43.9231 | -31.9707
120j | 73.0166 | -49.3097 | 74.608 | -78.345 | 16.7392 | -18.0719 | 14.6833 | -15.8523 | -0.7444 | 0.54183 | 41.1541 | -29.9552
121i | 75.3259 | -53.6006 | 77.0456 | -83.5141 | 17.2801 | -19.2682 | 15.1577 | -16.9015 | -0.76715 | 0.58986 | 42.4119 | -32.6108
121j | 61.2385 | -43.5763 | 62.6366 | -67.8954 | 14.0166 | -15.6291 | 12.2861 | -13.6996 | -3.2478 | 2.4972 | 36.7116 | -28.2277
122i | 106.1345 | -57.3929 | 108.3668 | -84.185 | 23.7253 | -19.2769 | 20.7962 | -16.897 | -5.3001 | 3.2396 | 59.9107 | -36.6191
122j | 74.5843 | -40.3319 | 76.153 | -59.1596 | 16.5564 | -13.4521 | 14.5455 | -11.8182 | -15.0626 | 9.2067 | 50.1002 | -30.6226
123i | 99.8959 | -84.3416 | 99.8959 | -84.3416 | 21.4178 | -19.1176 | 18.8164 | -16.7956 | -19.3921 | 19.1933 | 64.5006 | -63.8395
123j | 65.4641 | -55.271 | 65.4641 | -55.271 | 13.9272 | -12.4315 | 12.2009 | -10.8906 | -30.5578 | 30.2446 | 55.4883 | -54.9195
124i | 98.7248 | -69.5603 | 98.7248 | -69.5603 | 20.3366 | -15.4528 | 17.8158 | -13.5374 | -42.3881 | 36.9271 | 76.9702 | -67.0539
124j | 54.712 | -38.5494 | 54.712 | -38.5494 | 11.0047 | -8.362 | 9.696 | -7.3675 | -55.1059 | 48.0064 | 65.429 | -56.9996
125i | 61.8426 | -46.9737 | 61.8426 | -46.9737 | 12.3075 | -10.1394 | 10.8438 | -8.9335 | -60.6389 | 57.8168 | 71.9986 | -68.6479
125j | 25.4464 | -19.3283 | 25.4464 | -19.3283 | 4.7732 | -3.9323 | 4.1618 | -3.4287 | -66.6095 | 63.5096 | 59.6631 | -56.8865
126i | 25.4464 | -19.3283 | 25.4464 | -19.3283 | 4.7732 | -3.9323 | 4.1618 | -3.4287 | -66.6095 | 63.5096 | 59.6631 | -56.8865
126j | -2.0067 | 1.5243 | -2.0067 | 1.5243 | -0.96488 | 0.7949 | -0.79772 | 0.65719 | -68.2144 | 65.0398 | 47.3569 | -45.153
127i | -2.1508 | 2.0556 | -2.1508 | 2.0556 | -1.0308 | 1.0696 | -0.85219 | 0.8843 | -72.4865 | 87.2217 | 50.3228 | -60.5525
127j | -17.8756 | 17.0849 | -17.8756 | 17.0849 | -4.119 | 4.2742 | -3.6333 | 3.7702 | -64.9828 | 78.1926 | 37.3317 | -44.9206
128i | -17.8756 | 17.0849 | -17.8756 | 17.0849 | -4.119 | 4.2742 | -3.6333 | 3.7702 | -64.9828 | 78.1926 | 37.3317 | -44.9206
128j | -24.0145 | 22.9522 | -24.0145 | 22.9522 | -5.2883 | 5.4875 | -4.5742 | 4.7466 | -51.5556 | 62.0359 | 24.3407 | -29.2887
129i | -24.0146 | 22.9523 | -24.0146 | 22.9523 | -5.2883 | 5.4875 | -4.5742 | 4.7466 | -51.5556 | 62.0359 | 24.3407 | -29.2887
129j | -11.671 | 11.1547 | -11.671 | 11.1547 | -2.3488 | 2.4373 | -2.0986 | 2.1777 | -19.1999 | 23.1029 | 7.5454 | -9.0793
130i | -12.8922 | 12.3012 | -12.8922 | 12.3012 | -2.5818 | 2.6856 | -2.3068 | 2.3996 | -20.9475 | 25.4387 | 8.2322 | -9.9972
130j | 0.10447 | -0.09968 | 0.10447 | -0.09968 | 0.012681 | -0.013191 | 0.012157 | -0.012646 | 0.017025 | -0.020675 | 1.2197 | -1.4812
131i | 0.10482 | -0.10002 | 0.10482 | -0.10002 | 0.012786 | -0.0133 | 0.012262 | -0.012755 | 0 | 0 | 1.2196 | -1.481
131j | 0 | 0 | 0 | 0 | 0 | 0 | 0 | 0 | 0 | 0 | 0 | 0
201i | 0 | 0 | 0 | 0 | -0.00051377 | 0.0005004 | 0.00030826 | -0.00030024 | 0 | 0 | 0 | 0 |  |  |  | (8) Deck slab (단기) | Top = - DC3 / SU2s
201j | 0.10243 | -0.091543 | 0.10243 | -0.091543 | 0.01305 | -0.01271 | 0.011817 | -0.011509 | 0 | 0 | 1.1885 | -1.3505 |  |  |  |  | Bottom = DC3 / SL2s
202i | 0.10208 | -0.091233 | 0.10208 | -0.091233 | 0.012536 | -0.01221 | 0.012022 | -0.011709 | -0.0002508 | 0.00028501 | 1.1885 | -1.3505
202j | -41.3561 | 36.9601 | -41.3561 | 36.9601 | -8.6208 | 8.3965 | -7.5738 | 7.3768 | -25.5228 | 29.0034 | 1.9451 | -2.2104 |  |  |  | (9) Deck slab (정기) | Top = - DC3 / SU2l
203i | -30.0911 | 25.9923 | -30.0911 | 25.9923 | -6.426 | 5.9625 | -5.6457 | 5.2384 | -19.7415 | 20.8676 | 1.5045 | -1.5904 |  |  |  |  | Bottom = DC3 / SL2l
203j | -67.7232 | 58.4984 | -67.7232 | 58.4984 | -14.687 | 13.6275 | -12.8459 | 11.9193 | -44.0479 | 46.5603 | 2.759 | -2.9164
204i | -67.7235 | 58.4986 | -67.7235 | 58.4986 | -14.6871 | 13.6276 | -12.846 | 11.9193 | -44.048 | 46.5604 | 2.759 | -2.9164 |  |  |  | (10) 방호벽 (장기) | Top = - DC4 / SU4l
204j | -109.0848 | 94.226 | -109.0848 | 94.226 | -23.6966 | 21.9872 | -20.8075 | 19.3065 | -70.5831 | 74.6091 | 4.9097 | -5.1897 |  |  |  |  | Bottom = DC4 / SL4l
205i | -87.971 | 60.6585 | -87.971 | 60.6585 | -19.3971 | 14.2414 | -17.0321 | 12.5049 | -59.1729 | 48.759 | 4.116 | -3.3916
205j | -115.2422 | 79.4627 | -115.2422 | 79.4627 | -25.5104 | 18.7297 | -22.3392 | 16.4014 | -77.0231 | 63.4677 | 5.9195 | -4.8778 |  |  |  | (11) 포장 (장기) | Top = - DW / SU4l
206i | -115.2419 | 79.4625 | -115.2419 | 79.4625 | -25.5103 | 18.7297 | -22.3393 | 16.4015 | -77.0231 | 63.4677 | 5.9195 | -4.8778 |  |  |  |  | Bottom = DW / SL4l
206j | -133.6597 | 92.1621 | -133.6597 | 92.1621 | -29.5914 | 21.726 | -25.969 | 19.0664 | -89.132 | 73.4455 | 7.724 | -6.3647
207i | -112.5522 | 79.7231 | -112.5522 | 79.7231 | -25.2094 | 18.8701 | -22.1235 | 16.5601 | -77.3882 | 64.1801 | 6.7063 | -5.5617 |  |  |  | (12) LLmax (단기) | Top = - LLmax / SU4s
207j | -122.9371 | 87.0789 | -122.9371 | 87.0789 | -27.6112 | 20.6679 | -24.1854 | 18.1036 | -85.0372 | 70.5237 | 8.2796 | -6.8665 |  |  |  |  | Bottom = LLmax / SL4s
208i | -122.9369 | 87.0787 | -122.9369 | 87.0787 | -27.6112 | 20.6679 | -24.1853 | 18.1035 | -85.0372 | 70.5237 | 8.2796 | -6.8665
208j | -125.7344 | 89.0603 | -125.7344 | 89.0603 | -28.2633 | 21.156 | -24.8079 | 18.5695 | -87.7111 | 72.7412 | 9.8544 | -8.1725 |  |  |  | (13) LLmin (단기) | Top = - LLmin / SU4s
209i | -125.7343 | 89.0602 | -125.7343 | 89.0602 | -28.2632 | 21.156 | -24.8079 | 18.5695 | -87.7111 | 72.7412 | 9.8544 | -8.1725 |  |  |  |  | Bottom = LLmin / SL4s
209j | -123.4065 | 87.4114 | -123.4065 | 87.4114 | -27.8405 | 20.8396 | -24.3999 | 18.2642 | -87.7852 | 72.8027 | 11.4291 | -9.4785
210i | -123.4074 | 87.412 | -123.4074 | 87.412 | -27.8406 | 20.8396 | -24.3999 | 18.2642 | -87.7852 | 72.8026 | 11.4291 | -9.4785
210j | -114.32 | 80.9752 | -114.32 | 80.9752 | -25.8819 | 19.3734 | -22.6821 | 16.9783 | -83.9171 | 69.5947 | 13.0008 | -10.7819
211i | -114.3209 | 80.9759 | -114.3209 | 80.9759 | -25.8818 | 19.3734 | -22.6822 | 16.9784 | -83.9171 | 69.5947 | 13.0008 | -10.7819
211j | -98.3563 | 69.6678 | -98.3563 | 69.6678 | -22.3836 | 16.7548 | -19.6505 | 14.709 | -76.0453 | 63.0664 | 14.5641 | -12.0784
212i | -121.6031 | 84.6187 | -121.6031 | 84.6187 | -27.2736 | 20.2455 | -23.9437 | 17.7737 | -90.4852 | 75.6213 | 17.3296 | -14.4829
212j | -95.5308 | 66.476 | -95.5308 | 66.476 | -21.7006 | 16.1087 | -18.9933 | 14.099 | -78.3468 | 65.4769 | 19.1897 | -16.0374
213i | -106.5657 | 68.0547 | -106.5657 | 68.0547 | -23.9796 | 16.4306 | -20.9878 | 14.3806 | -85.2926 | 66.4325 | 20.8909 | -16.2715
213j | -67.2748 | 42.9628 | -67.2748 | 42.9628 | -15.4755 | 10.6037 | -13.5912 | 9.3126 | -66.4406 | 51.7491 | 22.9094 | -17.8437
214i | -67.2747 | 42.9628 | -67.2747 | 42.9628 | -15.4755 | 10.6037 | -13.5911 | 9.3125 | -66.4406 | 51.7491 | 22.9094 | -17.8437
214j | -20.918 | 13.3586 | -20.918 | 13.3586 | -5.5245 | 3.7854 | -4.8062 | 3.2931 | -45.4907 | 35.4317 | 25.1308 | -19.5739
215i | -26.472 | 20.1073 | -26.472 | 20.1073 | -6.8559 | 5.6482 | -5.9646 | 4.9138 | -54.7811 | 52.2317 | 30.2633 | -28.8549
215j | 45.1829 | -34.3195 | 45.1829 | -34.3195 | 8.36 | -6.8872 | 7.3089 | -6.0213 | -30.6097 | 29.1852 | 39.9316 | -38.0732
216i | 35.7508 | -27.39 | 35.7508 | -27.39 | 6.7512 | -5.5457 | 5.9025 | -4.8486 | -25.5048 | 23.7921 | 33.2721 | -31.0377
216j | 99.5231 | -76.2483 | 99.5231 | -76.2483 | 20.4896 | -16.8311 | 18.013 | -14.7967 | -12.72 | 11.8658 | 49.7839 | -46.4407
217i | 59.6263 | -30.9113 | 60.9968 | -45.7768 | 12.9648 | -10.2067 | 11.3978 | -8.9731 | -8.308 | 4.9048 | 32.5159 | -19.1966
217j | 104.3222 | -54.0823 | 106.7199 | -80.091 | 23.159 | -18.2323 | 20.2973 | -15.9793 | -2.5187 | 1.487 | 53.6207 | -31.6564
218i | 55.6149 | -39.5746 | 56.8846 | -61.6605 | 12.6744 | -14.1325 | 11.1081 | -12.3861 | -1.4431 | 1.1096 | 30.7229 | -23.623
218j | 73.6387 | -52.4001 | 75.3199 | -81.6435 | 16.8785 | -18.8203 | 14.8042 | -16.5074 | -0.42579 | 0.32739 | 40.6887 | -31.2858
219i | 71.381 | -48.2051 | 72.9367 | -76.59 | 16.3501 | -17.6518 | 14.3407 | -15.4825 | -0.41316 | 0.30073 | 39.482 | -28.7381
219j | 79.1975 | -53.4838 | 80.9237 | -84.977 | 18.1687 | -19.6152 | 15.9453 | -17.2147 | -0.21422 | 0.15593 | 43.926 | -31.9729
220i | 79.1976 | -53.4839 | 80.9238 | -84.9771 | 18.1684 | -19.6148 | 15.9452 | -17.2147 | -0.22749 | 0.16558 | 43.9226 | -31.9703
220j | 73.0163 | -49.3095 | 74.6077 | -78.3446 | 16.7403 | -18.0731 | 14.6831 | -15.8521 | -0.74464 | 0.54201 | 41.1537 | -29.9549
221i | 75.326 | -53.6007 | 77.0457 | -83.5143 | 17.2812 | -19.2694 | 15.1575 | -16.9014 | -0.7674 | 0.59006 | 42.4115 | -32.6105
221j | 61.2384 | -43.5762 | 62.6365 | -67.8953 | 14.017 | -15.6296 | 12.286 | -13.6995 | -3.248 | 2.4974 | 36.7114 | -28.2276
222i | 106.1348 | -57.3931 | 108.3671 | -84.1852 | 23.7261 | -19.2775 | 20.7961 | -16.8969 | -5.3005 | 3.2398 | 59.9104 | -36.6189
222j | 74.5842 | -40.3319 | 76.1529 | -59.1596 | 16.5559 | -13.4517 | 14.5455 | -11.8183 | -15.0621 | 9.2064 | 50.1001 | -30.6226
223i | 99.8958 | -84.3415 | 99.8958 | -84.3415 | 21.4172 | -19.117 | 18.8165 | -16.7957 | -19.3915 | 19.1927 | 64.5005 | -63.8394
223j | 65.4644 | -55.2713 | 65.4644 | -55.2713 | 13.9265 | -12.4308 | 12.201 | -10.8906 | -30.5573 | 30.2441 | 55.4882 | -54.9194
224i | 98.7251 | -69.5605 | 98.7251 | -69.5605 | 20.3355 | -15.452 | 17.8159 | -13.5375 | -42.3873 | 36.9265 | 76.97 | -67.0538
224j | 54.712 | -38.5494 | 54.712 | -38.5494 | 11.0037 | -8.3612 | 9.6961 | -7.3676 | -55.1055 | 48.0061 | 65.4292 | -56.9998
225i | 61.8427 | -46.9738 | 61.8427 | -46.9738 | 12.3063 | -10.1384 | 10.844 | -8.9337 | -60.6384 | 57.8164 | 71.9987 | -68.648
225j | 25.4465 | -19.3284 | 25.4465 | -19.3284 | 4.7729 | -3.9321 | 4.1619 | -3.4287 | -66.6093 | 63.5094 | 59.6631 | -56.8865
226i | 25.4463 | -19.3282 | 25.4463 | -19.3282 | 4.7729 | -3.9321 | 4.1618 | -3.4287 | -66.6093 | 63.5094 | 59.6631 | -56.8865
226j | -2.0066 | 1.5242 | -2.0066 | 1.5242 | -0.96435 | 0.79446 | -0.79781 | 0.65726 | -68.2144 | 65.0398 | 47.3568 | -45.1529
227i | -2.1508 | 2.0556 | -2.1508 | 2.0556 | -1.0302 | 1.069 | -0.85228 | 0.8844 | -72.4865 | 87.2217 | 50.3226 | -60.5522
227j | -17.8758 | 17.0851 | -17.8758 | 17.0851 | -4.1175 | 4.2727 | -3.6335 | 3.7704 | -64.9827 | 78.1925 | 37.3313 | -44.9201
228i | -17.8757 | 17.085 | -17.8757 | 17.085 | -4.1175 | 4.2727 | -3.6335 | 3.7704 | -64.9827 | 78.1925 | 37.3313 | -44.9201
228j | -24.0147 | 22.9524 | -24.0147 | 22.9524 | -5.2861 | 5.4853 | -4.5746 | 4.747 | -51.5554 | 62.0356 | 24.34 | -29.2879
229i | -24.0147 | 22.9524 | -24.0147 | 22.9524 | -5.2861 | 5.4853 | -4.5746 | 4.747 | -51.5554 | 62.0356 | 24.34 | -29.2879
229j | -11.6711 | 11.1548 | -11.6711 | 11.1548 | -2.3481 | 2.4366 | -2.0987 | 2.1778 | -19.1998 | 23.1028 | 7.5452 | -9.079
230i | -12.8923 | 12.3013 | -12.8923 | 12.3013 | -2.5811 | 2.6849 | -2.3069 | 2.3997 | -20.9474 | 25.4386 | 8.232 | -9.9969
230j | 0.10447 | -0.09968 | 0.10447 | -0.09968 | 0.012681 | -0.013191 | 0.012157 | -0.012646 | 0.017025 | -0.020675 | 1.2101 | -1.4696
231i | 0.10471 | -0.099906 | 0.10471 | -0.099906 | 0.012786 | -0.0133 | 0.012262 | -0.012755 | 0 | 0 | 1.2101 | -1.4696
231j | 0.00011831 | -0.00011289 | 0.00011831 | -0.00011289 | 0 | 0 | 0 | 0 | 0 | 0 | 0 | 0
· 누적응력 집계표 (Mpa)
| 시공성 |  |  | = | 1.25× [① + ② + ③]
| 극한 I 합계 |  |  | = | 1.25 × [① + ② + ③ + ④] + 1.50 × ⑤ + 1.80 ×⑥
| 사용 I 합계 |  |  | = | 1.00 × [① + ② + ③ + ④] + 1.00 × ⑤ + 1.00 ×⑥
| 사용 II 합계 |  |  | = | 1.00 × [① + ② + ③ + ④] + 1.00 × ⑤ + 1.30 ×⑥
| 피로 |  |  | = | 0.75 × ⑦
Table 6.3.4. Calcualtion stress for limit states (except Fatigue limit state)
| Node | 정/부 | 시공성 |  | 극한 I 합계 |  | 사용 I 합계 |  | 사용 II 합계 |  | 피로 (LLmax) |  | 피로 (LLmin)
|  | 모멘트 | Top | Bottom | Top | Bottom | Top | Bottom | Top | Bottom | Top | Bottom | Top | Bottom
| 101i | Negative | 0.00043452 | -0.00038833 | 0.00028039 | -0.00023821 | 0.00024486 | -0.00021059 | 0.00024486 | -0.00021059 | -0.0001254 | 0.0001425 | 6.2701e-05 | -7.1251e-05 | 시공성
| 101j | Negative | 0.15541 | -0.13889 | 2.3455 | -2.6221 | 1.3469 | -1.4964 | 1.7063 | -1.9048 | -6.2701e-05 | 7.1251e-05 | 0.6561 | -0.74557 |  | Positive : 1.25 (1) + 1.25 (2) + 1.25 (3)
| 102i | Negative | 0.15599 | -0.13941 | 2.3455 | -2.6221 | 1.347 | -1.4964 | 1.7063 | -1.9048 | -0.0001254 | 0.0001425 | 0.65604 | -0.7455 |  | Negative : 1.25 (1) + 1.25 (2) + 1.25 (8)
| 102j | Positive | -76.8045 | 68.6406 | -90.4084 | 128.0932 | -70.2498 | 91.0446 | -71.335 | 98.0154 | -0.85853 | 5.515 | 0.079344 | -0.50969 | 극한 I 합계
| 103i | Positive | -55.8822 | 48.2703 | -68.1424 | 92.1902 | -52.5935 | 65.3014 | -53.6176 | 70.4576 | -0.81019 | 4.0794 | 0.074877 | -0.37702 |  | Positive : 1.25 (1) + 1.25 (2) + 1.25 (3) + 1.25 (4) + 1.5 (5) + 1.8 (6)
| 103j | Positive | -126.6911 | 109.4341 | -154.3468 | 208.0671 | -119.174 | 147.5588 | -121.459 | 159.0635 | -1.6283 | 8.1988 | 0.063682 | -0.32065 |  | Negative : 1.25 (1) + 1.25 (2) + 1.25 (9) + 1.25 (10) + 1.5 (11) + 1.8 (13)
| 104i | Positive | -126.6908 | 109.4338 | -154.3464 | 208.0667 | -119.1737 | 147.5585 | -121.4587 | 159.0632 | -1.6283 | 8.1987 | 0.063682 | -0.32065 | 사용 I 합계
| 104j | Positive | -206.1881 | 178.1025 | -250.7025 | 336.5749 | -193.6496 | 238.9473 | -197.311 | 257.3828 | -2.5519 | 12.8492 | 0.13328 | -0.67106 |  | Positive : 1.0 (1) + 1.0 (2) + 1.0 (3) + 1.0 (4) + 1.0 (5) + 1.0 (6)
| 105i | Positive | -166.2799 | 114.6546 | -208.367 | 220.9232 | -160.024 | 156.386 | -163.6128 | 168.7726 | -2.5013 | 8.6333 | 0.13063 | -0.45088 |  | Negative : 1.0 (1) + 1.0 (2) + 1.0 (9) + 1.0 (10) + 1.0 (11) + 1.0 (13)
| 105j | Positive | -219.0424 | 151.0359 | -274.0649 | 289.7336 | -210.5564 | 205.273 | -215.2278 | 221.3962 | -2.9732 | 10.2618 | 0.18395 | -0.63489 | 사용 II 합계
| 106i | Positive | -219.0418 | 151.0354 | -274.0644 | 289.7332 | -210.5559 | 205.2727 | -215.2273 | 221.3959 | -2.9732 | 10.2618 | 0.18395 | -0.63489 |  | Positive : 1.0 (1) + 1.0 (2) + 1.0 (3) + 1.0 (4) + 1.0 (5) + 1.3 (6)
| 106j | Positive | -255.7248 | 176.3294 | -319.507 | 337.0021 | -245.5332 | 238.9044 | -250.939 | 257.5624 | -3.4405 | 11.8747 | 0.23527 | -0.81203 |  | Negative : 1.0 (1) + 1.0 (2) + 1.0 (9) + 1.0 (10) + 1.0 (11) + 1.3 (13)
| 107i | Positive | -215.3401 | 152.5298 | -275.9517 | 295.4629 | -211.0729 | 209.0414 | -216.3205 | 225.6591 | -3.3398 | 10.5763 | 0.22838 | -0.72321 | 피로 (LLmax)
| 107j | Positive | -236.066 | 167.2104 | -302.5334 | 324.0706 | -231.3919 | 229.243 | -237.1582 | 247.5033 | -3.4484 | 10.9202 | 0.28636 | -0.9068 |  | Positive : 0.75 (7)
| 108i | Positive | -236.0657 | 167.2102 | -302.5329 | 324.0701 | -231.3915 | 229.2427 | -237.1578 | 247.5029 | -3.4484 | 10.9202 | 0.28636 | -0.9068 |  | Negative : 0.75 (13)
| 108j | Positive | -242.6021 | 171.8401 | -310.9448 | 333.3139 | -237.799 | 235.7123 | -243.7466 | 254.5467 | -3.6117 | 11.4372 | 0.34578 | -1.095 | 피로 (LLmin)
| 109i | Positive | -242.6024 | 171.8403 | -310.9452 | 333.3143 | -237.7993 | 235.7127 | -243.747 | 254.547 | -3.6117 | 11.4372 | 0.34578 | -1.095 |  | Positive : 0.75 (8)
| 109j | Positive | -238.7568 | 169.1164 | -306.6157 | 329.9229 | -234.3651 | 233.0308 | -240.3178 | 251.8811 | -3.4589 | 10.9532 | 0.40521 | -1.2832 |  | Negative : 0.75 (14)
| 110i | Positive | -238.7572 | 169.1167 | -306.6162 | 329.9233 | -234.3655 | 233.0311 | -240.3181 | 251.8814 | -3.4589 | 10.9532 | 0.40522 | -1.2832
| 110j | Positive | -221.9304 | 157.1979 | -285.9538 | 309.6641 | -218.3749 | 218.2714 | -224.0653 | 236.2911 | -3.3164 | 10.502 | 0.46237 | -1.4642
| 111i | Positive | -221.9307 | 157.1981 | -285.954 | 309.6641 | -218.3751 | 218.2715 | -224.0655 | 236.2912 | -3.3164 | 10.5021 | 0.46237 | -1.4642
| 111j | Positive | -191.8932 | 135.9219 | -248.6978 | 272.2857 | -189.626 | 191.2529 | -194.7825 | 207.5823 | -3.1925 | 10.1096 | 0.51143 | -1.6196
| 112i | Positive | -237.2487 | 165.0919 | -297.5387 | 324.9616 | -228.2729 | 228.8407 | -233.6069 | 247.9583 | -3.3023 | 11.8357 | 0.52902 | -1.8961
| 112j | Positive | -187.616 | 130.5544 | -237.7979 | 265.7522 | -181.9298 | 185.8733 | -186.5482 | 202.4264 | -2.8812 | 10.3267 | 0.57975 | -2.0779
| 113i | Positive | -209.2893 | 133.6558 | -260.5571 | 268.9606 | -200.0187 | 188.4306 | -204.679 | 204.9856 | -2.9073 | 10.3279 | 0.585 | -2.0781
| 113j | Positive | -135.6729 | 86.6431 | -172.5215 | 187.2758 | -131.6619 | 129.3155 | -135.2922 | 142.2114 | -2.5751 | 9.1476 | 0.65379 | -2.3225
| 114i | Positive | -135.6733 | 86.6433 | -172.5219 | 187.2761 | -131.6623 | 129.3157 | -135.2925 | 142.2116 | -2.5751 | 9.1476 | 0.65378 | -2.3225
| 114j | Positive | -48.667 | 31.0796 | -68.9328 | 92.3193 | -51.1362 | 60.3425 | -53.6218 | 69.1722 | -1.9952 | 7.0877 | 0.74797 | -2.6571
| 115i | Positive | -61.588 | 46.7803 | -82.5851 | 134.2643 | -61.968 | 88.1195 | -64.4916 | 100.7219 | -2.0257 | 10.1161 | 0.75939 | -3.7923
| 115j | Negative | 71.0605 | -53.9753 | 164.3518 | -140.1492 | 112.4497 | -94.1628 | 124.4293 | -105.5848 | -10.2572 | 9.7799 | 6.1477 | -5.8616
| 116i | Negative | 56.2265 | -43.0772 | 133.4099 | -113.1509 | 90.9077 | -75.8944 | 100.8894 | -85.2057 | -8.5466 | 7.9727 | 5.1225 | -4.7785
| 116j | Negative | 173.9145 | -133.2422 | 316.1572 | -260.0695 | 227.4183 | -184.6625 | 242.3535 | -198.5946 | -5.2636 | 4.9101 | 6.1242 | -5.7129
| 117i | Negative | 105.5905 | -69.3714 | 199.1348 | -148.7253 | 142.7214 | -108.7391 | 152.4761 | -114.4981 | -3.4379 | 2.0296 | 4 | -2.3615
| 117j | Negative | 190.119 | -126.6931 | 349.0271 | -262.9443 | 251.569 | -193.2306 | 267.6553 | -202.7276 | -1.2813 | 0.75645 | 6.9522 | -4.1045
| 118i | Negative | 101.4168 | -97.7646 | 190.8099 | -204.1377 | 136.9081 | -150.4387 | 146.125 | -157.5256 | -0.73414 | 0.56448 | 3.9834 | -3.0629
| 118j | Negative | 136.7773 | -133.2227 | 255.422 | -274.3769 | 183.4735 | -202.4341 | 195.6803 | -211.82 | -0.10424 | 0.080154 | 5.3755 | -4.1333
| 119i | Negative | 132.5345 | -125.9916 | 247.4953 | -258.4893 | 177.7557 | -191.05 | 189.6005 | -199.6715 | -0.10115 | 0.073627 | 5.2162 | -3.7967
| 119j | Negative | 148.2695 | -141.6434 | 276.1217 | -288.9005 | 198.3806 | -213.6092 | 211.5586 | -223.2012 | -0.17535 | 0.12763 | 5.8426 | -4.2527
| 120i | Negative | 148.2696 | -141.6435 | 276.1158 | -288.8964 | 198.3774 | -213.607 | 211.5544 | -223.1982 | -0.18238 | 0.13275 | 5.8319 | -4.2449
| 120j | Negative | 135.8863 | -129.357 | 254.902 | -265.9389 | 182.8772 | -196.4004 | 195.2234 | -205.3869 | -0.27112 | 0.19734 | 5.5459 | -4.0367
| 121i | Negative | 140.2364 | -136.7681 | 263.0642 | -282.2969 | 188.7586 | -208.1084 | 201.4821 | -217.8917 | -0.2794 | 0.21484 | 5.7154 | -4.3946
| 121j | Negative | 112.9463 | -109.5799 | 216.7245 | -230.8745 | 154.7693 | -169.5395 | 165.7828 | -178.0078 | -1.2013 | 0.92369 | 5.0275 | -3.8657
| 122i | Negative | 195.3524 | -135.3666 | 366.833 | -284.2125 | 262.9464 | -207.8782 | 280.9196 | -218.864 | -1.9605 | 1.1983 | 8.2045 | -5.0148
| 122j | Negative | 137.3649 | -95.2121 | 272.0199 | -208.4099 | 192.6627 | -150.8904 | 207.6928 | -160.0771 | -4.3465 | 2.6567 | 6.6066 | -4.0381
| 123i | Negative | 181.5718 | -153.3001 | 352.6698 | -317.3016 | 249.9923 | -222.3928 | 269.3425 | -241.5446 | -5.5958 | 5.5385 | 8.5055 | -8.4183
| 123j | Negative | 120.6895 | -101.8975 | 256.2788 | -232.6278 | 178.168 | -159.7596 | 194.8145 | -176.2354 | -8.1871 | 8.1032 | 7.0497 | -6.9775
| 124i | Negative | 182.0088 | -128.2411 | 372.6996 | -288.5603 | 260.7296 | -198.637 | 283.8207 | -218.7532 | -11.3566 | 9.8935 | 9.779 | -8.5191
| 124j | Negative | 105.1084 | -74.0581 | 251.1805 | -198.1612 | 170.2164 | -131.9756 | 189.8452 | -149.0755 | -13.0799 | 11.3948 | 7.7963 | -6.7919
| 125i | Negative | 118.8074 | -90.2423 | 280.0549 | -239.8829 | 190.1958 | -159.9146 | 211.7953 | -180.5089 | -14.3932 | 13.7234 | 8.5791 | -8.1798
| 125j | Negative | 54.7327 | -41.5732 | 174.3355 | -154.0272 | 112.3843 | -97.506 | 130.2832 | -114.572 | -16.4132 | 15.6494 | 6.971 | -6.6466
| 126i | Negative | 54.7327 | -41.5732 | 174.3355 | -154.0272 | 112.3843 | -97.506 | 130.2832 | -114.572 | -16.4132 | 15.6494 | 6.971 | -6.6466
| 126j | Negative | 6.3754 | -4.8425 | 89.2151 | -84.1385 | 50.6946 | -47.5749 | 64.9017 | -61.1208 | -15.9402 | 15.1983 | 5.3909 | -5.14
| 127i | Negative | 6.8334 | -6.5311 | 94.8477 | -112.8622 | 53.9066 | -63.8235 | 69.0034 | -81.9892 | -16.9384 | 20.3817 | 5.7285 | -6.893
| 127j | Positive | -22.0472 | 21.0719 | -42.4258 | 141.7575 | -29.5659 | 85.4771 | -32.3874 | 104.1017 | -2.3921 | 15.7901 | 0.61575 | -4.0645
| 128i | Positive | -22.0472 | 21.5871 | -42.4258 | 142.2726 | -29.5659 | 85.8893 | -32.3874 | 104.5138 | -2.3921 | 15.7901 | 0.61575 | -4.0645
| 128j | Positive | -34.6625 | 33.1292 | -52.4782 | 133.1477 | -38.4017 | 84.0748 | -40.6402 | 98.851 | -1.921 | 12.6803 | 0.40241 | -2.6563
| 129i | Positive | -34.6626 | 33.1293 | -52.4783 | 133.1478 | -38.4018 | 84.0749 | -40.6403 | 98.8511 | -1.921 | 12.6804 | 0.40241 | -2.6563
| 129j | Positive | -17.595 | 16.8167 | -24.577 | 54.9645 | -18.3023 | 35.5468 | -19.136 | 41.0497 | -0.89397 | 5.901 | 0.12455 | -0.82212
| 130i | Positive | -19.4363 | 18.5452 | -26.7963 | 60.7467 | -20.0106 | 39.2755 | -20.8832 | 45.3648 | -0.9358 | 6.5299 | 0.13037 | -0.90973
| 130j | Negative | 0.15795 | -0.15071 | 2.3875 | -2.8524 | 1.3709 | -1.6276 | 1.7368 | -2.072 | -0.00031921 | 0.00038765 | 0.66804 | -0.81127
| 131i | Negative | 0.15854 | -0.15127 | 2.3881 | -2.8529 | 1.3714 | -1.6281 | 1.7373 | -2.0724 | -6.3842e-05 | 7.753e-05 | 0.66798 | -0.8112
| 131j | Positive | 0 | 0 | 0 | 0 | 0 | 0 | 0 | 0 | -8.8653e-06 | 6.1861e-05 | 8.8653e-06 | -6.1861e-05
| 201i | Negative | 0.00043452 | -0.00038833 | 0.0002547 | -0.00021319 | 0.00014211 | -0.00011051 | 0.00014211 | -0.00011051 | 0 | 0 | 0 | 0 | 시공성
| 201j | Negative | 0.15541 | -0.13889 | 2.3287 | -2.603 | 1.3377 | -1.4859 | 1.6942 | -1.891 | 0 | 0 | 0 | 0 |  | Positive : 1.25 (1) + 1.25 (2) + 1.25 (3)
| 202i | Negative | 0.15541 | -0.13889 | 2.3284 | -2.6027 | 1.3374 | -1.4856 | 1.6939 | -1.8907 | 0 | 0 | 0 | 0 |  | Negative : 1.25 (1) + 1.25 (2) + 1.25 (8)
| 202j | Positive | -76.8039 | 68.6401 | -90.4076 | 128.0922 | -70.2492 | 91.0438 | -71.3343 | 98.0146 | 0 | 0 | 0 | 0 | 극한 I 합계
| 203i | Positive | -55.8826 | 48.2707 | -68.1426 | 92.1901 | -52.5937 | 65.3013 | -53.6177 | 70.4575 | 0 | 0 | 0 | 0 |  | Positive : 1.25 (1) + 1.25 (2) + 1.25 (3) + 1.25 (4) + 1.5 (5) + 1.8 (6)
| 203j | Positive | -126.6908 | 109.4338 | -154.3458 | 208.0655 | -119.1733 | 147.5574 | -121.4582 | 159.0622 | 0 | 0 | 0 | 0 |  | Negative : 1.25 (1) + 1.25 (2) + 1.25 (9) + 1.25 (10) + 1.5 (11) + 1.8 (13)
| 204i | Positive | -126.691 | 109.434 | -154.3461 | 208.0659 | -119.1735 | 147.5578 | -121.4584 | 159.0626 | 0 | 0 | 0 | 0 | 사용 I 합계
| 204j | Positive | -206.1882 | 178.1026 | -250.7021 | 336.5741 | -193.6493 | 238.9466 | -197.3107 | 257.3821 | 0 | 0 | 0 | 0 |  | Positive : 1.0 (1) + 1.0 (2) + 1.0 (3) + 1.0 (4) + 1.0 (5) + 1.0 (6)
| 205i | Positive | -166.2798 | 114.6545 | -208.3663 | 220.9222 | -160.0234 | 156.3852 | -163.6122 | 168.7718 | 0 | 0 | 0 | 0 |  | Negative : 1.0 (1) + 1.0 (2) + 1.0 (9) + 1.0 (10) + 1.0 (11) + 1.0 (13)
| 205j | Positive | -219.0426 | 151.036 | -274.0649 | 289.7335 | -210.5563 | 205.2728 | -215.2278 | 221.3961 | 0 | 0 | 0 | 0 | 사용 II 합계
| 206i | Positive | -219.0422 | 151.0357 | -274.0645 | 289.7332 | -210.556 | 205.2726 | -215.2274 | 221.3958 | 0 | 0 | 0 | 0 |  | Positive : 1.0 (1) + 1.0 (2) + 1.0 (3) + 1.0 (4) + 1.0 (5) + 1.3 (6)
| 206j | Positive | -255.7246 | 176.3292 | -319.5064 | 337.0014 | -245.5327 | 238.9038 | -250.9385 | 257.5618 | 0 | 0 | 0 | 0 |  | Negative : 1.0 (1) + 1.0 (2) + 1.0 (9) + 1.0 (10) + 1.0 (11) + 1.3 (13)
| 207i | Positive | -215.3408 | 152.5304 | -275.9521 | 295.4631 | -211.0732 | 209.0415 | -216.3209 | 225.6592 | 0 | 0 | 0 | 0 | 피로 (LLmax)
| 207j | Positive | -236.0654 | 167.21 | -302.5326 | 324.0701 | -231.3913 | 229.2425 | -237.1576 | 247.5028 | 0 | 0 | 0 | 0 |  | Positive : 0.75 (7)
| 208i | Positive | -236.0654 | 167.21 | -302.5326 | 324.07 | -231.3913 | 229.2425 | -237.1576 | 247.5028 | 0 | 0 | 0 | 0 |  | Negative : 0.75 (13)
| 208j | Positive | -242.6025 | 171.8404 | -310.945 | 333.3139 | -237.7992 | 235.7123 | -243.7468 | 254.5467 | 0 | 0 | 0 | 0 | 피로 (LLmin)
| 209i | Positive | -242.602 | 171.84 | -310.9444 | 333.3135 | -237.7987 | 235.712 | -243.7463 | 254.5464 | 0 | 0 | 0 | 0 |  | Positive : 0.75 (8)
| 209j | Positive | -238.7574 | 169.1168 | -306.6166 | 329.9239 | -234.3659 | 233.0315 | -240.3185 | 251.8818 | 0 | 0 | 0 | 0 |  | Negative : 0.75 (14)
| 210i | Positive | -238.7583 | 169.1174 | -306.6175 | 329.9245 | -234.3666 | 233.032 | -240.3192 | 251.8823 | 0 | 0 | 0 | 0
| 210j | Positive | -221.9293 | 157.1971 | -285.9525 | 309.6631 | -218.3739 | 218.2706 | -224.0643 | 236.2903 | 0 | 0 | 0 | 0
| 211i | Positive | -221.9309 | 157.1982 | -285.9541 | 309.6642 | -218.3752 | 218.2715 | -224.0656 | 236.2912 | 0 | 0 | 0 | 0
| 211j | Positive | -191.8931 | 135.9218 | -248.6979 | 272.2859 | -189.6261 | 191.2531 | -194.7826 | 207.5825 | 0 | 0 | 0 | 0
| 212i | Positive | -237.2474 | 165.091 | -297.5376 | 324.961 | -228.2721 | 228.8403 | -233.606 | 247.9578 | 0 | 0 | 0 | 0
| 212j | Positive | -187.6174 | 130.5554 | -237.7994 | 265.7533 | -181.931 | 185.8742 | -186.5494 | 202.4272 | 0 | 0 | 0 | 0
| 213i | Positive | -209.289 | 133.6556 | -260.557 | 268.9605 | -200.0187 | 188.4307 | -204.679 | 204.9856 | 0 | 0 | 0 | 0
| 213j | Positive | -135.6732 | 86.6433 | -172.522 | 187.2762 | -131.6624 | 129.3158 | -135.2926 | 142.2117 | 0 | 0 | 0 | 0
| 214i | Positive | -135.6739 | 86.6437 | -172.5226 | 187.2765 | -131.6629 | 129.3162 | -135.2932 | 142.212 | 0 | 0 | 0 | 0
| 214j | Positive | -48.6663 | 31.0792 | -68.9325 | 92.319 | -51.136 | 60.3425 | -53.6215 | 69.172 | 0 | 0 | 0 | 0
| 215i | Positive | -61.5886 | 46.7807 | -82.586 | 134.2647 | -61.9688 | 88.1201 | -64.4924 | 100.7223 | 0 | 0 | 0 | 0
| 215j | Negative | 71.0612 | -53.9758 | 164.3513 | -140.1487 | 112.4494 | -94.1624 | 124.4289 | -105.5844 | 0 | 0 | 0 | 0
| 216i | Negative | 56.2271 | -43.0776 | 133.4095 | -113.1505 | 90.9074 | -75.8941 | 100.889 | -85.2054 | 0 | 0 | 0 | 0
| 216j | Negative | 173.9139 | -133.2418 | 316.1563 | -260.0689 | 227.4176 | -184.6619 | 242.3527 | -198.5941 | 0 | 0 | 0 | 0
| 217i | Negative | 105.5907 | -69.3715 | 199.135 | -148.7253 | 142.7214 | -108.7391 | 152.4762 | -114.4981 | 0 | 0 | 0 | 0
| 217j | Negative | 190.1184 | -126.6929 | 349.0274 | -262.9446 | 251.5694 | -193.231 | 267.6555 | -202.7279 | 0 | 0 | 0 | 0
| 218i | Negative | 101.417 | -97.7649 | 190.8106 | -204.1385 | 136.9088 | -150.4395 | 146.1256 | -157.5264 | 0 | 0 | 0 | 0
| 218j | Negative | 136.7766 | -133.2221 | 255.4221 | -274.3773 | 183.4739 | -202.4347 | 195.6805 | -211.8204 | 0 | 0 | 0 | 0
| 219i | Negative | 132.5339 | -125.9911 | 247.495 | -258.4893 | 177.7558 | -191.0502 | 189.6004 | -199.6716 | 0 | 0 | 0 | 0
| 219j | Negative | 148.2697 | -141.6436 | 276.1231 | -288.9023 | 198.3819 | -213.6108 | 211.5598 | -223.2027 | 0 | 0 | 0 | 0
| 220i | Negative | 148.2695 | -141.6432 | 276.1161 | -288.8969 | 198.3779 | -213.6076 | 211.5547 | -223.1987 | 0 | 0 | 0 | 0
| 220j | Negative | 135.8862 | -129.3571 | 254.9022 | -265.9395 | 182.8775 | -196.401 | 195.2236 | -205.3875 | 0 | 0 | 0 | 0
| 221i | Negative | 140.2366 | -136.7682 | 263.0647 | -282.2977 | 188.7592 | -208.1093 | 201.4827 | -217.8924 | 0 | 0 | 0 | 0
| 221j | Negative | 112.946 | -109.5797 | 216.7244 | -230.8745 | 154.7693 | -169.5396 | 165.7827 | -178.0078 | 0 | 0 | 0 | 0
| 222i | Negative | 195.3528 | -135.3668 | 366.8337 | -284.2132 | 262.9471 | -207.8789 | 280.9203 | -218.8646 | 0 | 0 | 0 | 0
| 222j | Negative | 137.3648 | -95.212 | 272.019 | -208.4093 | 192.662 | -150.8898 | 207.6921 | -160.0766 | 0 | 0 | 0 | 0
| 223i | Negative | 181.5716 | -153.2999 | 352.6687 | -317.3006 | 249.9914 | -222.392 | 269.3416 | -241.5438 | 0 | 0 | 0 | 0
| 223j | Negative | 120.69 | -101.8979 | 256.2783 | -232.6274 | 178.1676 | -159.7592 | 194.8141 | -176.2351 | 0 | 0 | 0 | 0
| 224i | Negative | 182.0092 | -128.2414 | 372.6985 | -288.5594 | 260.7288 | -198.6364 | 283.8198 | -218.7525 | 0 | 0 | 0 | 0
| 224j | Negative | 105.1083 | -74.058 | 251.1796 | -198.1605 | 170.2156 | -131.975 | 189.8444 | -149.0749 | 0 | 0 | 0 | 0
| 225i | Negative | 118.8074 | -90.2423 | 280.0539 | -239.8822 | 190.1949 | -159.9139 | 211.7945 | -180.5083 | 0 | 0 | 0 | 0
| 225j | Negative | 54.733 | -41.5734 | 174.3355 | -154.0273 | 112.3843 | -97.506 | 130.2832 | -114.572 | 0 | 0 | 0 | 0
| 226i | Negative | 54.7326 | -41.5731 | 174.335 | -154.0269 | 112.3839 | -97.5057 | 130.2828 | -114.5717 | 0 | 0 | 0 | 0
| 226j | Negative | 6.3754 | -4.8425 | 89.2154 | -84.1387 | 50.6949 | -47.5751 | 64.9019 | -61.121 | 0 | 0 | 0 | 0
| 227i | Negative | 6.8334 | -6.5311 | 94.8478 | -112.8622 | 53.9068 | -63.8237 | 69.0036 | -81.9894 | 0 | 0 | 0 | 0
| 227j | Positive | -22.0474 | 21.0722 | -42.4256 | 141.7563 | -29.5657 | 85.4762 | -32.3872 | 104.1008 | 0 | 0 | 0 | 0
| 228i | Positive | -22.0473 | 21.5876 | -42.4254 | 142.2718 | -29.5656 | 85.8886 | -32.3871 | 104.5131 | 0 | 0 | 0 | 0
| 228j | Positive | -34.6627 | 33.1294 | -52.4777 | 133.1457 | -38.4013 | 84.0733 | -40.6397 | 98.8494 | 0 | 0 | 0 | 0
| 229i | Positive | -34.6627 | 33.1294 | -52.4777 | 133.1457 | -38.4013 | 84.0733 | -40.6397 | 98.8494 | 0 | 0 | 0 | 0
| 229j | Positive | -17.5952 | 16.8169 | -24.577 | 54.9641 | -18.3023 | 35.5465 | -19.136 | 41.0493 | 0 | 0 | 0 | 0
| 230i | Positive | -19.4363 | 18.5452 | -26.796 | 60.7459 | -20.0104 | 39.2749 | -20.883 | 45.3641 | 0 | 0 | 0 | 0
| 230j | Negative | 0.15795 | -0.15071 | 2.3702 | -2.8314 | 1.3613 | -1.616 | 1.7243 | -2.0568 | 0 | 0 | 0 | 0
| 231i | Negative | 0.15839 | -0.15113 | 2.371 | -2.8321 | 1.3619 | -1.6165 | 1.7249 | -2.0574 | 0 | 0 | 0 | 0
| 231j | Negative | 0.00014789 | -0.00014111 | 0.00014789 | -0.00014111 | 0.00011831 | -0.00011289 | 0.00011831 | -0.00011289 | 0 | 0 | 0 | 0

## Cons
7. | 단면검토
7.1. 시공성 | [13 empty] | ( ☞ 강.설 4.3.3.2.3 )
검토내용
횡방향 휨응력 상부플랜지
[6 empty] | fl ≤ 0.6Fyf | [5 empty] | (강.설 4.3-108)
압축플랜지
|  | Open-flange |  |  |  | fbu +fl ≤ ΦfRhFyc | [5 empty] | (강.설 4.3-132)
[6 empty] | fbu +fl/3 ≤ ΦfFnc | [5 empty] | (강.설 4.3-133)
|  |  | (for slender web) |  |  | fbu ≤ ΦfFcrw | [5 empty] | (강.설 4.3-134)
|  | Box-flange |  |  |  | fbu ≤ ΦfFnc | [5 empty] | (강.설 4.3-247)
|  |  | (for slender web) |  |  | fbu ≤ ΦfFcrw | [5 empty] | (강.설 4.3-248)
인장플랜지
|  | Open-flange |  |  |  | fbu + fl ≤ ΦfRhFyt | [5 empty] | (강.설 4.3-135)
|  | Box-flange |  |  |  | fbu ≤ ΦfRhFyfΔ | [5 empty] | (강.설 4.3-249)
웨브
[6 empty] | Vui ≤ ΦvVn | [5 empty] | (강.설 4.3-137)
7.1.1. 횡방향 휨응력 상부플랜지 검토 | [13 empty] | ( ☞ 강.설 4.3.3.1.1.6)
fℓ ≤ 0.6Fyf
fℓ 산정
| Case | [5 empty] | fℓ
fℓ1
Compression flange
|  |  |  | Otherwise |  |  | 0.85 | • fℓ1 ≥ fℓ1
1-fbu/Fcr
| Tension flange | [5 empty] | fℓ1
여기서,
|  | Lb | = | 비지지걸이
|  | Lp | = | 1.0•rt•Ö(E/Fyc) |  | 소성거동을 보장하는 비지지길이의 한계 | [7 empty] | ( ☞ 강.설 4.3.3.1.8.2(3))
|  | Cb | = | 모멘트 보정계수, taken as 1.0 | [9 empty] | ( ☞ 강.설 4.3.3.1.8.2(3))
|  |  | = | 1 |  |  |  | if fmid/f2 > 1
|  |  | = | 1 |  |  |  | If f2 = 0
|  |  | = | 1.75-1.05f1/f2 + 0.3(f1/f2)2 £ 2.3 |  |  |  | Otherwise
|  | Rb | = | 1 | for constructibility (A.C.6.10.1.10.2) | [8 empty] | ( ☞ 강.설 4.3.3.1.1.10(2))
|  | fl1 | = | flange lateral bending stress throughout the unbraced length
|  | Mlw | = | flange lateral bending moment due to horizontal component of web shear in web
|  | Mlo | = | flange lateral bending moment due to deck overhang wet concrete load
|  | Mlf | = | flange lateral bending moment due to deck overhang forms load
|  | Mlc | = | flange lateral bending moment due to curvature
★ Moment due to horizontal component of web shear
Mlw = w∙Lb2/12
w = Vh = Δv∙tanθ
Δv = [A1•75kN/m3 + (Ac + As)•25kN/m3]/2
A1, Ac, As = sectional area of steel girder, bottom concrete and deck slab
★ Moment due to overhang wet concrete loading
Mlo = w∙Lb2/12
w = Fh = 0.5∙Fcon/tanα
Fcon = ts•b•25kN/m3
b, ts = cantilever and thickness of deck slab
★ Moment due to overhang form loads
Mlf = w∙Lb2/12
w = 0.5∙Fforms/tanα
|  |  | Fforms = | 3 | kN/m (assumed)
★ Moment due to curvature
Mlc = MLb2/(NRD)
N - a constant taken as 12, R - girder radius, D - web depth
|  | Fcr | = | CbRbπ2E
(Lb/rt)2
|  | rt | =
|  | fbu | = | largest values of compressive stress in the flange
|  | Dc | = | deep of web in compression in elastic range
|  | Sl | = | ttopbtop2/6 |  | section modulus of top flange about a vertical axis through the web
Table 7.1.1. Calculation of flange lateral bending moments
Node | MLw 산정 | [6 empty] | Mlo 산정 |  |  | Mlf | R | Mlc
| Lb | A1 | Ac | As | ΔV | tanθ | MLw | tanα | Fcon | Mlo
101i | 5000 | 113285.6104 | 0 | 1580500 | 24.2027 | 0.125 | 6.3028 | 1.7333 | 8.5188 | 5.1194 | 1.8029 |  | 0
101j | 5000 | 113285.6104 | 0 | 1580500 | 24.2027 | 0.125 | 6.3028 | 1.7333 | 8.5188 | 5.1194 | 1.8029 |  | 0
102i | 5000 | 113285.6104 | 0 | 1580500 | 24.2027 | 0.125 | 6.3028 | 1.7333 | 8.5188 | 5.1194 | 1.8029 |  | 0
102j | 5000 | 113285.6104 | 0 | 1580500 | 24.2027 | 0.125 | 6.3028 | 1.7333 | 8.5188 | 5.1194 | 1.8029 |  | 0
103i | 5000 | 137762.9651 | 0 | 1595000 | 25.3447 | 0.125 | 6.6002 | 1.8065 | 8.7 | 5.0167 | 1.7299 |  | 0
103j | 5000 | 137762.9651 | 0 | 1595000 | 25.3447 | 0.125 | 6.6002 | 1.8065 | 8.7 | 5.0167 | 1.7299 |  | 0
104i | 5000 | 137762.9651 | 0 | 1595000 | 25.3447 | 0.125 | 6.6002 | 1.8065 | 8.7 | 5.0167 | 1.7299 |  | 0
104j | 5000 | 137762.9651 | 0 | 1595000 | 25.3447 | 0.125 | 6.6002 | 1.8065 | 8.7 | 5.0167 | 1.7299 |  | 0
105i | 5000 | 176802.9651 | 0 | 1595000 | 26.877 | 0.125 | 6.9992 | 1.8065 | 8.7 | 5.0167 | 1.7299 |  | 0
105j | 5000 | 176802.9651 | 0 | 1595000 | 26.877 | 0.125 | 6.9992 | 1.8065 | 8.7 | 5.0167 | 1.7299 |  | 0
106i | 5000 | 176802.9651 | 0 | 1595000 | 26.877 | 0.125 | 6.9992 | 1.8065 | 8.7 | 5.0167 | 1.7299 |  | 0
106j | 5000 | 176802.9651 | 0 | 1595000 | 26.877 | 0.125 | 6.9992 | 1.8065 | 8.7 | 5.0167 | 1.7299 |  | 0
107i | 5000 | 198442.9651 | 0 | 1595000 | 27.7264 | 0.125 | 7.2204 | 1.8065 | 8.7 | 5.0167 | 1.7299 |  | 0
107j | 5000 | 198442.9651 | 0 | 1595000 | 27.7264 | 0.125 | 7.2204 | 1.8065 | 8.7 | 5.0167 | 1.7299 |  | 0
108i | 5000 | 198442.9651 | 0 | 1595000 | 27.7264 | 0.125 | 7.2204 | 1.8065 | 8.7 | 5.0167 | 1.7299 |  | 0
108j | 5000 | 198442.9651 | 0 | 1595000 | 27.7264 | 0.125 | 7.2204 | 1.8065 | 8.7 | 5.0167 | 1.7299 |  | 0
109i | 5000 | 198442.9651 | 0 | 1595000 | 27.7264 | 0.125 | 7.2204 | 1.8065 | 8.7 | 5.0167 | 1.7299 |  | 0
109j | 5000 | 198442.9651 | 0 | 1595000 | 27.7264 | 0.125 | 7.2204 | 1.8065 | 8.7 | 5.0167 | 1.7299 |  | 0
110i | 5000 | 198442.9651 | 0 | 1595000 | 27.7264 | 0.125 | 7.2204 | 1.8065 | 8.7 | 5.0167 | 1.7299 |  | 0
110j | 5000 | 198442.9651 | 0 | 1595000 | 27.7264 | 0.125 | 7.2204 | 1.8065 | 8.7 | 5.0167 | 1.7299 |  | 0
111i | 5000 | 198442.9651 | 0 | 1595000 | 27.7264 | 0.125 | 7.2204 | 1.8065 | 8.7 | 5.0167 | 1.7299 |  | 0
111j | 5000 | 198442.9651 | 0 | 1595000 | 27.7264 | 0.125 | 7.2204 | 1.8065 | 8.7 | 5.0167 | 1.7299 |  | 0
112i | 5000 | 170922.9651 | 0 | 1595000 | 26.6462 | 0.125 | 6.9391 | 1.8065 | 8.7 | 5.0167 | 1.7299 |  | 0
112j | 5000 | 170922.9651 | 0 | 1595000 | 26.6462 | 0.125 | 6.9391 | 1.8065 | 8.7 | 5.0167 | 1.7299 |  | 0
113i | 5000 | 164922.9651 | 0 | 1595000 | 26.4107 | 0.125 | 6.8778 | 1.8065 | 8.7 | 5.0167 | 1.7299 |  | 0
113j | 5000 | 164922.9651 | 0 | 1595000 | 26.4107 | 0.125 | 6.8778 | 1.8065 | 8.7 | 5.0167 | 1.7299 |  | 0
114i | 5000 | 164922.9651 | 0 | 1595000 | 26.4107 | 0.125 | 6.8778 | 1.8065 | 8.7 | 5.0167 | 1.7299 |  | 0
114j | 5000 | 164922.9651 | 0 | 1595000 | 26.4107 | 0.125 | 6.8778 | 1.8065 | 8.7 | 5.0167 | 1.7299 |  | 0
115i | 5000 | 129762.9651 | 0 | 1595000 | 25.0307 | 0.125 | 6.5184 | 1.8065 | 8.7 | 5.0167 | 1.7299 |  | 0
115j | 5000 | 129762.9651 | 0 | 1595000 | 25.0307 | 0.125 | 6.5184 | 1.8065 | 8.7 | 5.0167 | 1.7299 |  | 0
116i | 5000 | 150868.836 | 0 | 1595000 | 25.8591 | 0.12491 | 6.7294 | 1.8137 | 8.7 | 4.9966 | 1.723 |  | 0
116j | 5000 | 150868.836 | 0 | 1595000 | 25.8591 | 0.12491 | 6.7294 | 1.8137 | 8.7 | 4.9966 | 1.723 |  | 0
117i | 5000 | 186894.125 | 610006 | 1595000 | 34.8982 | 0.125 | 9.0881 | 1.8678 | 8.7 | 4.852 | 1.6731 |  | 0
117j | 5000 | 186894.125 | 610006 | 1595000 | 34.8982 | 0.125 | 9.0881 | 1.8678 | 8.7 | 4.852 | 1.6731 |  | 0
118i | 5000 | 264600.5845 | 864266.5601 | 1580500 | 40.9452 | 0.12504 | 10.6662 | 2.0176 | 8.3375 | 4.3047 | 1.5489 |  | 0
118j | 5000 | 264600.5845 | 864266.5601 | 1580500 | 40.9452 | 0.12504 | 10.6662 | 2.0176 | 8.3375 | 4.3047 | 1.5489 |  | 0
119i | 5000 | 266617.2868 | 1005000 | 1580500 | 42.7835 | 0.125 | 11.1415 | 2.0645 | 8.3375 | 4.2067 | 1.5137 |  | 0
119j | 5000 | 266617.2868 | 1005000 | 1580500 | 42.7835 | 0.125 | 11.1415 | 2.0645 | 8.3375 | 4.2067 | 1.5137 |  | 0
120i | 5000 | 266617.2868 | 1005000 | 1580500 | 42.7835 | 0.125 | 11.1415 | 2.0645 | 8.3375 | 4.2067 | 1.5137 |  | 0
120j | 5000 | 266617.2868 | 1005000 | 1580500 | 42.7835 | 0.125 | 11.1415 | 2.0645 | 8.3375 | 4.2067 | 1.5137 |  | 0
121i | 5000 | 264600.5845 | 864266.5601 | 1580500 | 40.9452 | 0.12504 | 10.6662 | 2.0176 | 8.3375 | 4.3047 | 1.5489 |  | 0
121j | 5000 | 264600.5845 | 864266.5601 | 1580500 | 40.9452 | 0.12504 | 10.6662 | 2.0176 | 8.3375 | 4.3047 | 1.5489 |  | 0
122i | 5000 | 197112.125 | 610006 | 1595000 | 35.2992 | 0.125 | 9.1925 | 1.8678 | 8.7 | 4.852 | 1.6731 |  | 0
122j | 5000 | 197112.125 | 610006 | 1595000 | 35.2992 | 0.125 | 9.1925 | 1.8678 | 8.7 | 4.852 | 1.6731 |  | 0
123i | 5000 | 179290.836 | 0 | 1595000 | 26.9747 | 0.12491 | 7.0197 | 1.8137 | 8.7 | 4.9966 | 1.723 |  | 0
123j | 5000 | 179290.836 | 0 | 1595000 | 26.9747 | 0.12491 | 7.0197 | 1.8137 | 8.7 | 4.9966 | 1.723 |  | 0
124i | 5000 | 145402.9651 | 0 | 1595000 | 25.6446 | 0.125 | 6.6783 | 1.8065 | 8.7 | 5.0167 | 1.7299 |  | 0
124j | 5000 | 145402.9651 | 0 | 1595000 | 25.6446 | 0.125 | 6.6783 | 1.8065 | 8.7 | 5.0167 | 1.7299 |  | 0
125i | 5000 | 129762.9651 | 0 | 1595000 | 25.0307 | 0.125 | 6.5184 | 1.8065 | 8.7 | 5.0167 | 1.7299 |  | 0
125j | 5000 | 129762.9651 | 0 | 1595000 | 25.0307 | 0.125 | 6.5184 | 1.8065 | 8.7 | 5.0167 | 1.7299 |  | 0
126i | 5000 | 129762.9651 | 0 | 1595000 | 25.0307 | 0.125 | 6.5184 | 1.8065 | 8.7 | 5.0167 | 1.7299 |  | 0
126j | 5000 | 129762.9651 | 0 | 1595000 | 25.0307 | 0.125 | 6.5184 | 1.8065 | 8.7 | 5.0167 | 1.7299 |  | 0
127i | 5000 | 114242.9651 | 0 | 1595000 | 24.4215 | 0.125 | 6.3598 | 1.8065 | 8.7 | 5.0167 | 1.7299 |  | 0
127j | 5000 | 114242.9651 | 0 | 1595000 | 24.4215 | 0.125 | 6.3598 | 1.8065 | 8.7 | 5.0167 | 1.7299 |  | 0
128i | 5000 | 114242.9651 | 0 | 1595000 | 24.4215 | 0.125 | 6.3598 | 1.8065 | 8.7 | 5.0167 | 1.7299 |  | 0
128j | 5000 | 114242.9651 | 0 | 1595000 | 24.4215 | 0.125 | 6.3598 | 1.8065 | 8.7 | 5.0167 | 1.7299 |  | 0
129i | 5000 | 114242.9651 | 0 | 1595000 | 24.4215 | 0.125 | 6.3598 | 1.8065 | 8.7 | 5.0167 | 1.7299 |  | 0
129j | 5000 | 114242.9651 | 0 | 1595000 | 24.4215 | 0.125 | 6.3598 | 1.8065 | 8.7 | 5.0167 | 1.7299 |  | 0
130i | 5000 | 109405.6104 | 0 | 1580500 | 24.0504 | 0.125 | 6.2631 | 1.7333 | 8.5188 | 5.1194 | 1.8029 |  | 0
130j | 5000 | 109405.6104 | 0 | 1580500 | 24.0504 | 0.125 | 6.2631 | 1.7333 | 8.5188 | 5.1194 | 1.8029 |  | 0
131i | 5000 | 109405.6104 | 0 | 1580500 | 24.0504 | 0.125 | 6.2631 | 1.7333 | 8.5188 | 5.1194 | 1.8029 |  | 0
131j | 5000 | 109405.6104 | 0 | 1580500 | 24.0504 | 0.125 | 6.2631 | 1.7333 | 8.5188 | 5.1194 | 1.8029 |  | 0
Table 7.1.2. Checking flange lateral bending stress
Node | fbu |  | 정/부 | Dc | rt | Sl | fl1 | Fcr | Lp | fl | 0.6Fy | 검토 | Ratio
| 상연 | 하연 | 모멘트
101i | 0.00043452 | -0.00038833 | Negative | 1240.6567 | 119.8184 | 916666.6667 | 18.5259 | 1190.2169 | 2816.7052 | 18.5259 | 228 | OK | 12.3071
101j | 0.15541 | -0.13889 | Negative | 1240.6567 | 119.8184 | 916666.6667 | 18.5259 | 1190.2169 | 2816.7052 | 18.5259 | 228 | OK | 12.3071
102i | 0.15599 | -0.13941 | Negative | 1240.6567 | 119.8184 | 916666.6667 | 18.5259 | 1190.2169 | 2816.7052 | 18.5259 | 228 | OK | 12.3071
102j | -76.8045 | 68.6406 | Positive | 1379.5771 | 117.7858 | 916666.6667 | 18.5259 | 1150.1776 | 2768.9224 | 18.5259 | 228 | OK | 12.3071
103i | -55.8822 | 48.2703 | Positive | 1509.7303 | 121.8746 | 1250000 | 13.6928 | 1231.4183 | 2865.0429 | 13.6928 | 228 | OK | 16.6511
103j | -126.6911 | 109.4341 | Positive | 1509.7303 | 121.8746 | 1250000 | 13.6928 | 1231.4183 | 2865.0429 | 13.6928 | 228 | OK | 16.6511
104i | -126.6908 | 109.4338 | Positive | 1509.7303 | 121.8746 | 1250000 | 13.6928 | 1231.4183 | 2865.0429 | 13.6928 | 228 | OK | 16.6511
104j | -206.1881 | 178.1025 | Positive | 1509.7303 | 121.8746 | 1250000 | 13.6928 | 1231.4183 | 2865.0429 | 13.9796 | 228 | OK | 16.3094
105i | -166.2799 | 114.6546 | Positive | 1674.8163 | 124.1069 | 1583333.3333 | 11.1252 | 1276.9406 | 2917.5189 | 11.1252 | 228 | OK | 20.4941
105j | -219.0424 | 151.0359 | Positive | 1674.8163 | 124.1069 | 1583333.3333 | 11.1252 | 1276.9406 | 2917.5189 | 11.4144 | 228 | OK | 19.9748
106i | -219.0418 | 151.0354 | Positive | 1674.8163 | 124.1069 | 1583333.3333 | 11.1252 | 1276.9406 | 2917.5189 | 11.4144 | 228 | OK | 19.9748
106j | -255.7248 | 176.3294 | Positive | 1674.8163 | 124.1069 | 1583333.3333 | 11.1252 | 1276.9406 | 2917.5189 | 11.8244 | 228 | OK | 19.2822
107i | -215.3401 | 152.5298 | Positive | 1658.6746 | 153.3061 | 2400000 | 7.4547 | 1948.4888 | 3603.9378 | 7.4547 | 228 | OK | 30.5847
107j | -236.066 | 167.2104 | Positive | 1658.6746 | 153.3061 | 2400000 | 7.4547 | 1948.4888 | 3603.9378 | 7.4547 | 228 | OK | 30.5847
108i | -236.0657 | 167.2102 | Positive | 1658.6746 | 153.3061 | 2400000 | 7.4547 | 1948.4888 | 3603.9378 | 7.4547 | 228 | OK | 30.5847
108j | -242.6021 | 171.8401 | Positive | 1658.6746 | 153.3061 | 2400000 | 7.4547 | 1948.4888 | 3603.9378 | 7.4547 | 228 | OK | 30.5847
109i | -242.6024 | 171.8403 | Positive | 1658.6746 | 153.3061 | 2400000 | 7.4547 | 1948.4888 | 3603.9378 | 7.4547 | 228 | OK | 30.5847
109j | -238.7568 | 169.1164 | Positive | 1658.6746 | 153.3061 | 2400000 | 7.4547 | 1948.4888 | 3603.9378 | 7.4547 | 228 | OK | 30.5847
110i | -238.7572 | 169.1167 | Positive | 1658.6746 | 153.3061 | 2400000 | 7.4547 | 1948.4888 | 3603.9378 | 7.4547 | 228 | OK | 30.5847
110j | -221.9304 | 157.1979 | Positive | 1658.6746 | 153.3061 | 2400000 | 7.4547 | 1948.4888 | 3603.9378 | 7.4547 | 228 | OK | 30.5847
111i | -221.9307 | 157.1981 | Positive | 1658.6746 | 153.3061 | 2400000 | 7.4547 | 1948.4888 | 3603.9378 | 7.4547 | 228 | OK | 30.5847
111j | -191.8932 | 135.9219 | Positive | 1658.6746 | 153.3061 | 2400000 | 7.4547 | 1948.4888 | 3603.9378 | 7.4547 | 228 | OK | 30.5847
112i | -237.2487 | 165.0919 | Positive | 1668.0584 | 123.2853 | 1500000 | 11.6931 | 1260.0908 | 2898.206 | 12.2446 | 228 | OK | 18.6205
112j | -187.616 | 130.5544 | Positive | 1668.0584 | 123.2853 | 1500000 | 11.6931 | 1260.0908 | 2898.206 | 11.6931 | 228 | OK | 19.4986
113i | -209.2893 | 133.6558 | Positive | 1729.9533 | 119.4006 | 1250000 | 13.9704 | 1181.9312 | 2806.8838 | 14.4301 | 228 | OK | 15.8004
113j | -135.6729 | 86.6431 | Positive | 1729.9533 | 119.4006 | 1250000 | 13.9704 | 1181.9312 | 2806.8838 | 13.9704 | 228 | OK | 16.3202
114i | -135.6733 | 86.6433 | Positive | 1729.9533 | 119.4006 | 1250000 | 13.9704 | 1181.9312 | 2806.8838 | 13.9704 | 228 | OK | 16.3202
114j | -48.667 | 31.0796 | Positive | 1729.9533 | 119.4006 | 1250000 | 13.9704 | 1181.9312 | 2806.8838 | 13.9704 | 228 | OK | 16.3202
115i | -61.588 | 46.7803 | Positive | 1604.4218 | 114.7045 | 916666.6667 | 18.5605 | 1090.7871 | 2696.487 | 18.5605 | 228 | OK | 12.2841
115j | 71.0605 | -53.9753 | Negative | 1217.3684 | 120.1696 | 916666.6667 | 18.5605 | 1197.2035 | 2824.9601 | 18.5605 | 228 | OK | 12.2841
116i | 56.2265 | -43.0772 | Negative | 1227.8494 | 151.0516 | 1560000 | 11.0525 | 1891.6014 | 3550.9385 | 11.0525 | 228 | OK | 20.6288
116j | 173.9145 | -133.2422 | Negative | 1227.8494 | 151.0516 | 1560000 | 11.0525 | 1891.6014 | 3550.9385 | 11.0525 | 228 | OK | 20.6288
117i | 105.5905 | -69.3714 | Negative | 1469.479 | 210.4598 | 3840000 | 5.1914 | 3672.1233 | 4947.5132 | 5.1914 | 228 | OK | 43.9192
117j | 190.119 | -126.6931 | Negative | 1469.479 | 210.4598 | 3840000 | 5.1914 | 3672.1233 | 4947.5132 | 5.1914 | 228 | OK | 43.9192
118i | 101.4168 | -97.7646 | Negative | 1895.5539 | 806.9548 | 56066666.6667 | 0 | 53985.5367 | 18969.9875 | 0 | 228 | OK | Inf
118j | 136.7773 | -133.2227 | Negative | 1895.5539 | 806.9548 | 56066666.6667 | 0 | 53985.5367 | 18969.9875 | 0 | 228 | OK | Inf
119i | 132.5345 | -125.9916 | Negative | 1956.3816 | 806.0389 | 56066666.6667 | 0 | 53863.0679 | 18948.4581 | 0 | 228 | OK | Inf
119j | 148.2695 | -141.6434 | Negative | 1956.3816 | 806.0389 | 56066666.6667 | 0 | 53863.0679 | 18948.4581 | 0 | 228 | OK | Inf
120i | 148.2696 | -141.6435 | Negative | 1956.3816 | 806.0389 | 56066666.6667 | 0 | 53863.0679 | 18948.4581 | 0 | 228 | OK | Inf
120j | 135.8863 | -129.357 | Negative | 1956.3816 | 806.0389 | 56066666.6667 | 0 | 53863.0679 | 18948.4581 | 0 | 228 | OK | Inf
121i | 140.2364 | -136.7681 | Negative | 1895.5539 | 806.9548 | 56066666.6667 | 0 | 53985.5367 | 18969.9875 | 0 | 228 | OK | Inf
121j | 112.9463 | -109.5799 | Negative | 1895.5539 | 806.9548 | 56066666.6667 | 0 | 53985.5367 | 18969.9875 | 0 | 228 | OK | Inf
122i | 195.3524 | -135.3666 | Negative | 1489.6584 | 212.0406 | 4266666.6667 | 4.7028 | 3727.4958 | 4984.6758 | 4.7028 | 228 | OK | 48.4816
122j | 137.3649 | -95.2121 | Negative | 1489.6584 | 212.0406 | 4266666.6667 | 4.7028 | 3727.4958 | 4984.6758 | 4.7028 | 228 | OK | 48.4816
123i | 181.5718 | -153.3001 | Negative | 1300.2855 | 157.0241 | 2400000 | 7.3353 | 2044.145 | 3691.3411 | 7.3353 | 228 | OK | 31.0824
123j | 120.6895 | -101.8975 | Negative | 1300.2855 | 157.0241 | 2400000 | 7.3353 | 2044.145 | 3691.3411 | 7.3353 | 228 | OK | 31.0824
124i | 182.0088 | -128.2411 | Negative | 1163.0223 | 123.8663 | 1083333.3333 | 15.8895 | 1271.9939 | 2911.8624 | 15.8895 | 228 | OK | 14.3491
124j | 105.1084 | -74.0581 | Negative | 1163.0223 | 123.8663 | 1083333.3333 | 15.8895 | 1271.9939 | 2911.8624 | 15.8895 | 228 | OK | 14.3491
125i | 118.8074 | -90.2423 | Negative | 1217.3684 | 120.1696 | 916666.6667 | 18.5605 | 1197.2035 | 2824.9601 | 18.5605 | 228 | OK | 12.2841
125j | 54.7327 | -41.5732 | Negative | 1217.3684 | 120.1696 | 916666.6667 | 18.5605 | 1197.2035 | 2824.9601 | 18.5605 | 228 | OK | 12.2841
126i | 54.7327 | -41.5732 | Negative | 1217.3684 | 120.1696 | 916666.6667 | 18.5605 | 1197.2035 | 2824.9601 | 18.5605 | 228 | OK | 12.2841
126j | 6.3754 | -4.8425 | Negative | 1217.3684 | 120.1696 | 916666.6667 | 18.5605 | 1197.2035 | 2824.9601 | 18.5605 | 228 | OK | 12.2841
127i | 6.8334 | -6.5311 | Negative | 1384.6656 | 117.7133 | 916666.6667 | 18.3442 | 1148.7621 | 2767.2181 | 18.3442 | 228 | OK | 12.429
127j | -22.0472 | 21.0719 | Positive | 1437.1246 | 116.9736 | 916666.6667 | 18.3442 | 1134.3697 | 2749.8287 | 18.3442 | 228 | OK | 12.429
128i | -22.0472 | 21.5871 | Positive | 1437.1246 | 116.9736 | 916666.6667 | 18.3442 | 1134.3697 | 2749.8287 | 18.3442 | 228 | OK | 12.429
128j | -34.6625 | 33.1292 | Positive | 1437.1246 | 116.9736 | 916666.6667 | 18.3442 | 1134.3697 | 2749.8287 | 18.3442 | 228 | OK | 12.429
129i | -34.6626 | 33.1293 | Positive | 1437.1246 | 116.9736 | 916666.6667 | 18.3442 | 1134.3697 | 2749.8287 | 18.3442 | 228 | OK | 12.429
129j | -17.595 | 16.8167 | Positive | 1437.1246 | 116.9736 | 916666.6667 | 18.3442 | 1134.3697 | 2749.8287 | 18.3442 | 228 | OK | 12.429
130i | -19.4363 | 18.5452 | Positive | 1335.1849 | 118.424 | 916666.6667 | 18.4719 | 1162.6762 | 2783.9262 | 18.4719 | 228 | OK | 12.3431
130j | 0.15795 | -0.15071 | Negative | 1285.0489 | 119.1575 | 916666.6667 | 18.4719 | 1177.1226 | 2801.1681 | 18.4719 | 228 | OK | 12.3431
131i | 0.15854 | -0.15127 | Negative | 1285.0489 | 119.1575 | 916666.6667 | 18.4719 | 1177.1226 | 2801.1681 | 18.4719 | 228 | OK | 12.3431
131j | 0 | 0 | Positive | 1335.1849 | 118.424 | 916666.6667 | 18.4719 | 1162.6762 | 2783.9262 | 18.4719 | 228 | OK | 12.3431
7.1.2. 플랜지 응력 검토
|  |  | 압축플랜지 | [6 empty] | 인장플랜지
| Open flange |  | fbu +fl ≤ ffRhFyc |  |  |  |  | (강.설 4.3-132)
|  |  | fbu +fl/3 ≤ ffFnc |  |  |  |  | (강.설 4.3-133) |  | fbu + fl ≤ ffRhFyt |  |  | (강.설 4.3-135)
|  |  | fbu ≤ ffFcrw |  | (slender web) |  |  | (강.설 4.3-134)
| Box flange |  | fbu ≤ ffFnc |  |  |  |  | (강.설 4.3-247) |  | fbu ≤ ffRhFyfD |  |  | (강.설 4.3-249)
|  |  | fbu ≤ ffFcrw |  | (slender web) |  |  | (강.설 4.3-248)
1) 플랜지 응력
|  | fbu = | 1.25•(DC1 + DC2) |  | + | 1.25•DC3
|  |  | Ssteel |  |  | Sbot_con
| ★ | Φf, Φv = 1.0: 휨, 전단에 대한 강도저항계수
| ★ | Rh = 하이브리드 계수 | [11 empty] | ( ☞ 강.설 4.3.3.1.1.10(1))
|  | Case |  |  |  |  | Rh
|  | Fyw ≥ Fyf |  |  |  |  | 1
|  | Otherwise |  |  |  |  | [12+β(3ρ -ρ3)]/(12 + 2β)
ρ = min(Fyw/fn ; 1.0)
fn = max(Fyf, fbu)
β = 2Dntw/Afn
Dn = 단면의 탄성중립축으로 부터 양플린지 안쪽 면까지의 거리 중 큰값
Afn = 플랜지 단면적과 Dn 방향에 위치한 플랜지 덮개판 면적의 합
2) Fnc 산정 (Nominal flexural resistance of compression flange)
|  | Case |  |  |  |  | Fnc
|  | Open flange (OF) |  |  |  |  | Fnc = Min (Fnc_LB , Fnc_LTB) | [6 empty] | ( ☞ 강.설 4.3.3.1.8.2)
|  | Box flange (BF) | [11 empty] | ( ☞ 강.설 4.3.3.2.8.2)
| ★ | Fnc_LB (국부좌굴강도) 산정 | [11 empty] | ( ☞ 강.설 4.3.3.1.8.2(2))
|  | Case |  |  |  |  | Fnc_LB
|  | lf £ lpf |  |  |  |  | RbRhFyc
Otherwise
Rb = 1.0 for checking constructibility
Fyr = max [min (0.7Fyc , Fyw)] , 0.5Fyc]
λf = bfc/2tfc
λpf = 0.38√(E/Fyc)
λrf = 0.56√(E/Fyr)
| ★ | Fnc_LTB (횡비틀림좌굴강도) 산정 | [11 empty] | ( ☞ 강.설 4.3.3.1.8.2(3))
|  | Case |  |  |  |  | Fnc_LTB
|  | Lb £ Lp |  |  |  |  | RbRhFyc
Lp < Lb £ Lr
|  | Lb > Lr |  |  |  |  | Fcr ≤ RbRhFyc
Lb = unbraced length
Lp = 1.0rt√(E/Fyc)
Lr = πrt√(E/Fyr)
| ★ | Calculation of Fcb | [11 empty] | ( ☞ 강.설 4.3.3.2.8.2(2))
|  | Case |  |  |  |  | Fcb
|  | λf ≤ λp |  |  |  |  | RbRhFycΔ
λp < λf ≤ λr
|  | λr < λf |  |  |  |  | 0.9ERbk/λf2
|  | T | = | 계수하중에 의한 내부토크
|  | A0 | = | 박스거더 단면의 폐합단면적
|  | w | = | max(w1, w2)
압축플랜지의 종방향보강재 폭 또는 웨브로부터 가장 가까운 종방향보강재까지의 거리 중 큰 값
| ★ | Calculation of Fcv | [11 empty] | ( ☞ 강.설 4.3.3.2.8.2(2))
|  | Case |  |  |  |  | Fcv
|  | λf ≤ 1.12√(Eks/Fyc) |  |  |  |  | 0.58Fyc
|  | 1.12√(Eks/Fyc) < λf ≤ 1.40(Eks/Fyc) |  |  |  |  | 0.65√(FycEks)/λf
|  | λf > 1.40√(Eks/Fyc) |  |  |  |  | 0.9Eks/λf2
| ★ | Calculation of k, ks - Plate-buckling coefficient
|  | Case |  |  |  | k |  |  |  | ks
|  | 종리브 없음 |  |  |  | 4 |  |  |  | 5.34
|  |  |  | n = 1 |  | 1.0 ≤ [8Is/(wtfc3)]1/3 ≤ 4.0
종리브 있음
|  |  |  | n = 2 |  | 1.0 ≤ [0.894Is/(wtfc3)]1/3 ≤ 4.0
n = 등간격인 종방향보강재의 수
Is = 종리브 단면2차모멘트
Table 7.1.3. Calculation of Rh
Node | Dn 산정 |  |  |  |  | Afn 산정 |  |  |  | ρ 산정 |  | tw | β | Rh
| YU | YL | ttop | tbot | Dn | ntop | btop | bbot | Afn | fn | ρ
101i | 1390.9238 | 1243.0762 | 22 | 12 | 1368.9238 | 2 | 500 | 1940 | 22000 | 380 | 0.93421 | 12 | 1.4934 | 0.99873
101j | 1390.9238 | 1243.0762 | 22 | 12 | 1368.9238 | 2 | 500 | 1940 | 22000 | 380 | 0.93421 | 12 | 1.4934 | 0.99873
102i | 1390.9238 | 1243.0762 | 22 | 12 | 1368.9238 | 2 | 500 | 1940 | 22000 | 380 | 0.93421 | 12 | 1.4934 | 0.99873
102j | 1390.9238 | 1243.0762 | 22 | 12 | 1368.9238 | 2 | 500 | 1940 | 22000 | 380 | 0.93421 | 12 | 1.4934 | 0.99873
103i | 1528.0719 | 1319.9281 | 30 | 18 | 1498.0719 | 2 | 500 | 1940 | 30000 | 380 | 0.93421 | 12 | 1.1985 | 0.99894
103j | 1528.0719 | 1319.9281 | 30 | 18 | 1498.0719 | 2 | 500 | 1940 | 30000 | 380 | 0.93421 | 12 | 1.1985 | 0.99894
104i | 1528.0719 | 1319.9281 | 30 | 18 | 1498.0719 | 2 | 500 | 1940 | 30000 | 380 | 0.93421 | 12 | 1.1985 | 0.99894
104j | 1528.0719 | 1319.9281 | 30 | 18 | 1498.0719 | 2 | 500 | 1940 | 30000 | 380 | 0.93421 | 12 | 1.1985 | 0.99894
105i | 1699.8832 | 1172.1168 | 38 | 34 | 1661.8832 | 2 | 500 | 1940 | 38000 | 380 | 0.93421 | 12 | 1.0496 | 0.99905
105j | 1699.8832 | 1172.1168 | 38 | 34 | 1661.8832 | 2 | 500 | 1940 | 38000 | 380 | 0.93421 | 12 | 1.0496 | 0.99905
106i | 1699.8832 | 1172.1168 | 38 | 34 | 1661.8832 | 2 | 500 | 1940 | 38000 | 380 | 0.93421 | 12 | 1.0496 | 0.99905
106j | 1699.8832 | 1172.1168 | 38 | 34 | 1661.8832 | 2 | 500 | 1940 | 38000 | 380 | 0.93421 | 12 | 1.0496 | 0.99905
107i | 1685.8661 | 1194.1339 | 40 | 40 | 1645.8661 | 2 | 600 | 1940 | 48000 | 380 | 0.93421 | 12 | 0.82293 | 0.99923
107j | 1685.8661 | 1194.1339 | 40 | 40 | 1645.8661 | 2 | 600 | 1940 | 48000 | 380 | 0.93421 | 12 | 0.82293 | 0.99923
108i | 1685.8661 | 1194.1339 | 40 | 40 | 1645.8661 | 2 | 600 | 1940 | 48000 | 380 | 0.93421 | 12 | 0.82293 | 0.99923
108j | 1685.8661 | 1194.1339 | 40 | 40 | 1645.8661 | 2 | 600 | 1940 | 48000 | 380 | 0.93421 | 12 | 0.82293 | 0.99923
109i | 1685.8661 | 1194.1339 | 40 | 40 | 1645.8661 | 2 | 600 | 1940 | 48000 | 380 | 0.93421 | 12 | 0.82293 | 0.99923
109j | 1685.8661 | 1194.1339 | 40 | 40 | 1645.8661 | 2 | 600 | 1940 | 48000 | 380 | 0.93421 | 12 | 0.82293 | 0.99923
110i | 1685.8661 | 1194.1339 | 40 | 40 | 1645.8661 | 2 | 600 | 1940 | 48000 | 380 | 0.93421 | 12 | 0.82293 | 0.99923
110j | 1685.8661 | 1194.1339 | 40 | 40 | 1645.8661 | 2 | 600 | 1940 | 48000 | 380 | 0.93421 | 12 | 0.82293 | 0.99923
111i | 1685.8661 | 1194.1339 | 40 | 40 | 1645.8661 | 2 | 600 | 1940 | 48000 | 380 | 0.93421 | 12 | 0.82293 | 0.99923
111j | 1685.8661 | 1194.1339 | 40 | 40 | 1645.8661 | 2 | 600 | 1940 | 48000 | 380 | 0.93421 | 12 | 0.82293 | 0.99923
112i | 1691.1774 | 1176.8226 | 36 | 32 | 1655.1774 | 2 | 500 | 1940 | 36000 | 380 | 0.93421 | 12 | 1.1035 | 0.99901
112j | 1691.1774 | 1176.8226 | 36 | 32 | 1655.1774 | 2 | 500 | 1940 | 36000 | 380 | 0.93421 | 12 | 1.1035 | 0.99901
113i | 1746.5944 | 1115.4056 | 30 | 32 | 1716.5944 | 2 | 500 | 1940 | 30000 | 380 | 0.93421 | 12 | 1.3733 | 0.99882
113j | 1746.5944 | 1115.4056 | 30 | 32 | 1716.5944 | 2 | 500 | 1940 | 30000 | 380 | 0.93421 | 12 | 1.3733 | 0.99882
114i | 1746.5944 | 1115.4056 | 30 | 32 | 1716.5944 | 2 | 500 | 1940 | 30000 | 380 | 0.93421 | 12 | 1.3733 | 0.99882
114j | 1746.5944 | 1115.4056 | 30 | 32 | 1716.5944 | 2 | 500 | 1940 | 30000 | 380 | 0.93421 | 12 | 1.3733 | 0.99882
115i | 1614.0323 | 1225.9677 | 22 | 18 | 1592.0323 | 2 | 500 | 1940 | 22000 | 380 | 0.93421 | 12 | 1.7368 | 0.99857
115j | 1614.0323 | 1225.9677 | 22 | 18 | 1592.0323 | 2 | 500 | 1940 | 22000 | 380 | 0.93421 | 12 | 1.7368 | 0.99857
116i | 1621.6189 | 1242.3811 | 26 | 24 | 1595.6189 | 2 | 600 | 1937 | 31200 | 380 | 0.93421 | 12 | 1.2274 | 0.99892
116j | 1621.6189 | 1242.3811 | 26 | 24 | 1595.6189 | 2 | 600 | 1937 | 31200 | 380 | 0.93421 | 12 | 1.2274 | 0.99892
117i | 1967.8397 | 1020.1603 | 36 | 28 | 1931.8397 | 2 | 800 | 1909 | 57600 | 380 | 0.93421 | 12 | 0.80493 | 0.99925
117j | 1967.8397 | 1020.1603 | 36 | 28 | 1931.8397 | 2 | 800 | 1909 | 57600 | 380 | 0.93421 | 12 | 0.80493 | 0.99925
118i | 1853.8394 | 1319.1606 | 40 | 30 | 1813.8394 | 1 | 2900 | 1864 | 116000 | 380 | 0.93421 | 14 | 0.43782 | 0.99957
118j | 1853.8394 | 1319.1606 | 40 | 30 | 1813.8394 | 1 | 2900 | 1864 | 116000 | 380 | 0.93421 | 14 | 0.43782 | 0.99957
119i | 1951.8642 | 1318.1358 | 40 | 30 | 1911.8642 | 1 | 2900 | 1840 | 116000 | 380 | 0.93421 | 14 | 0.46148 | 0.99955
119j | 1951.8642 | 1318.1358 | 40 | 30 | 1911.8642 | 1 | 2900 | 1840 | 116000 | 380 | 0.93421 | 14 | 0.46148 | 0.99955
120i | 1951.8642 | 1318.1358 | 40 | 30 | 1911.8642 | 1 | 2900 | 1840 | 116000 | 380 | 0.93421 | 14 | 0.46148 | 0.99955
120j | 1951.8642 | 1318.1358 | 40 | 30 | 1911.8642 | 1 | 2900 | 1840 | 116000 | 380 | 0.93421 | 14 | 0.46148 | 0.99955
121i | 1853.8394 | 1319.1606 | 40 | 30 | 1813.8394 | 1 | 2900 | 1864 | 116000 | 380 | 0.93421 | 14 | 0.43782 | 0.99957
121j | 1853.8394 | 1319.1606 | 40 | 30 | 1813.8394 | 1 | 2900 | 1864 | 116000 | 380 | 0.93421 | 14 | 0.43782 | 0.99957
122i | 1943.2017 | 1050.7983 | 40 | 30 | 1903.2017 | 2 | 800 | 1909 | 64000 | 380 | 0.93421 | 12 | 0.7137 | 0.99932
122j | 1943.2017 | 1050.7983 | 40 | 30 | 1903.2017 | 2 | 800 | 1909 | 64000 | 380 | 0.93421 | 12 | 0.7137 | 0.99932
123i | 1563.7414 | 1320.2586 | 40 | 30 | 1523.7414 | 2 | 600 | 1937 | 48000 | 380 | 0.93421 | 12 | 0.76187 | 0.99928
123j | 1563.7414 | 1320.2586 | 40 | 30 | 1523.7414 | 2 | 600 | 1937 | 48000 | 380 | 0.93421 | 12 | 0.76187 | 0.99928
124i | 1671.9587 | 1178.0413 | 26 | 24 | 1645.9587 | 2 | 500 | 1940 | 26000 | 380 | 0.93421 | 12 | 1.5193 | 0.99872
124j | 1671.9587 | 1178.0413 | 26 | 24 | 1645.9587 | 2 | 500 | 1940 | 26000 | 380 | 0.93421 | 12 | 1.5193 | 0.99872
125i | 1614.0323 | 1225.9677 | 22 | 18 | 1592.0323 | 2 | 500 | 1940 | 22000 | 380 | 0.93421 | 12 | 1.7368 | 0.99857
125j | 1614.0323 | 1225.9677 | 22 | 18 | 1592.0323 | 2 | 500 | 1940 | 22000 | 380 | 0.93421 | 12 | 1.7368 | 0.99857
126i | 1614.0323 | 1225.9677 | 22 | 18 | 1592.0323 | 2 | 500 | 1940 | 22000 | 380 | 0.93421 | 12 | 1.7368 | 0.99857
126j | 1614.0323 | 1225.9677 | 22 | 18 | 1592.0323 | 2 | 500 | 1940 | 22000 | 380 | 0.93421 | 12 | 1.7368 | 0.99857
127i | 1448.027 | 1383.973 | 22 | 10 | 1426.027 | 2 | 500 | 1940 | 22000 | 380 | 0.93421 | 12 | 1.5557 | 0.99869
127j | 1448.027 | 1383.973 | 22 | 10 | 1426.027 | 2 | 500 | 1940 | 22000 | 380 | 0.93421 | 12 | 1.5557 | 0.99869
128i | 1448.027 | 1383.973 | 22 | 10 | 1426.027 | 2 | 500 | 1940 | 22000 | 380 | 0.93421 | 12 | 1.5557 | 0.99869
128j | 1448.027 | 1383.973 | 22 | 10 | 1426.027 | 2 | 500 | 1940 | 22000 | 380 | 0.93421 | 12 | 1.5557 | 0.99869
129i | 1448.027 | 1383.973 | 22 | 10 | 1426.027 | 2 | 500 | 1940 | 22000 | 380 | 0.93421 | 12 | 1.5557 | 0.99869
129j | 1448.027 | 1383.973 | 22 | 10 | 1426.027 | 2 | 500 | 1940 | 22000 | 380 | 0.93421 | 12 | 1.5557 | 0.99869
130i | 1346.8744 | 1285.1256 | 22 | 10 | 1324.8744 | 2 | 500 | 1940 | 22000 | 380 | 0.93421 | 12 | 1.4453 | 0.99877
130j | 1346.8744 | 1285.1256 | 22 | 10 | 1324.8744 | 2 | 500 | 1940 | 22000 | 380 | 0.93421 | 12 | 1.4453 | 0.99877
131i | 1346.8744 | 1285.1256 | 22 | 10 | 1324.8744 | 2 | 500 | 1940 | 22000 | 380 | 0.93421 | 12 | 1.4453 | 0.99877
131j | 1346.8744 | 1285.1256 | 22 | 10 | 1324.8744 | 2 | 500 | 1940 | 22000 | 380 | 0.93421 | 12 | 1.4453 | 0.99877
Table 7.1.4. Calculation of Fnc (for Open - Compression Flange)
Node | 정/부 | BF/OF | Fnc_LB 산정 |  |  |  | Fnc_LTB 산정 |  |  |  |  | Fnc
| 모멘트 |  | λf | λpf | λrf | Fnc_LB | Lb | Lp | Lr | Fcr | Fnc_LTB | (OF)
101i | Negative | BF | 11.3636 | 8.9331 | 15.7346 | 338.9528 | 5000 | 2816.7052 | 10576.5067 | 1188.7107 | 347.5794 | 338.9528
101j | Negative | BF | 11.3636 | 8.9331 | 15.7346 | 338.9528 | 5000 | 2816.7052 | 10576.5067 | 1188.7107 | 347.5794 | 338.9528
102i | Negative | BF | 11.3636 | 8.9331 | 15.7346 | 338.9528 | 5000 | 2816.7052 | 10576.5067 | 1188.7107 | 347.5794 | 338.9528
102j | Positive | OF | 11.3636 | 8.9331 | 15.7346 | 338.9528 | 5000 | 2768.9224 | 10397.0861 | 1148.722 | 346.3172 | 338.9528
103i | Positive | OF | 8.3333 | 8.9331 | 15.7346 | 379.5983 | 5000 | 2865.0429 | 10758.0109 | 1230.1164 | 348.8712 | 348.8712
103j | Positive | OF | 8.3333 | 8.9331 | 15.7346 | 379.5983 | 5000 | 2865.0429 | 10758.0109 | 1230.1164 | 348.8712 | 348.8712
104i | Positive | OF | 8.3333 | 8.9331 | 15.7346 | 379.5983 | 5000 | 2865.0429 | 10758.0109 | 1230.1164 | 348.8712 | 348.8712
104j | Positive | OF | 8.3333 | 8.9331 | 15.7346 | 379.5983 | 5000 | 2865.0429 | 10758.0109 | 1230.1164 | 348.8712 | 348.8712
105i | Positive | OF | 6.5789 | 8.9331 | 15.7346 | 379.6407 | 5000 | 2917.5189 | 10955.0542 | 1275.7333 | 350.197 | 350.197
105j | Positive | OF | 6.5789 | 8.9331 | 15.7346 | 379.6407 | 5000 | 2917.5189 | 10955.0542 | 1275.7333 | 350.197 | 350.197
106i | Positive | OF | 6.5789 | 8.9331 | 15.7346 | 379.6407 | 5000 | 2917.5189 | 10955.0542 | 1275.7333 | 350.197 | 350.197
106j | Positive | OF | 6.5789 | 8.9331 | 15.7346 | 379.6407 | 5000 | 2917.5189 | 10955.0542 | 1275.7333 | 350.197 | 350.197
107i | Positive | OF | 7.5 | 8.9331 | 15.7346 | 379.709 | 5000 | 3603.9378 | 13532.5034 | 1946.9965 | 363.7203 | 363.7203
107j | Positive | OF | 7.5 | 8.9331 | 15.7346 | 379.709 | 5000 | 3603.9378 | 13532.5034 | 1946.9965 | 363.7203 | 363.7203
108i | Positive | OF | 7.5 | 8.9331 | 15.7346 | 379.709 | 5000 | 3603.9378 | 13532.5034 | 1946.9965 | 363.7203 | 363.7203
108j | Positive | OF | 7.5 | 8.9331 | 15.7346 | 379.709 | 5000 | 3603.9378 | 13532.5034 | 1946.9965 | 363.7203 | 363.7203
109i | Positive | OF | 7.5 | 8.9331 | 15.7346 | 379.709 | 5000 | 3603.9378 | 13532.5034 | 1946.9965 | 363.7203 | 363.7203
109j | Positive | OF | 7.5 | 8.9331 | 15.7346 | 379.709 | 5000 | 3603.9378 | 13532.5034 | 1946.9965 | 363.7203 | 363.7203
110i | Positive | OF | 7.5 | 8.9331 | 15.7346 | 379.709 | 5000 | 3603.9378 | 13532.5034 | 1946.9965 | 363.7203 | 363.7203
110j | Positive | OF | 7.5 | 8.9331 | 15.7346 | 379.709 | 5000 | 3603.9378 | 13532.5034 | 1946.9965 | 363.7203 | 363.7203
111i | Positive | OF | 7.5 | 8.9331 | 15.7346 | 379.709 | 5000 | 3603.9378 | 13532.5034 | 1946.9965 | 363.7203 | 363.7203
111j | Positive | OF | 7.5 | 8.9331 | 15.7346 | 379.709 | 5000 | 3603.9378 | 13532.5034 | 1946.9965 | 363.7203 | 363.7203
112i | Positive | OF | 6.9444 | 8.9331 | 15.7346 | 379.6252 | 5000 | 2898.206 | 10882.5358 | 1258.8478 | 349.7145 | 349.7145
112j | Positive | OF | 6.9444 | 8.9331 | 15.7346 | 379.6252 | 5000 | 2898.206 | 10882.5358 | 1258.8478 | 349.7145 | 349.7145
113i | Positive | OF | 8.3333 | 8.9331 | 15.7346 | 379.5506 | 5000 | 2806.8838 | 10539.6282 | 1180.5334 | 347.346 | 347.346
113j | Positive | OF | 8.3333 | 8.9331 | 15.7346 | 379.5506 | 5000 | 2806.8838 | 10539.6282 | 1180.5334 | 347.346 | 347.346
114i | Positive | OF | 8.3333 | 8.9331 | 15.7346 | 379.5506 | 5000 | 2806.8838 | 10539.6282 | 1180.5334 | 347.346 | 347.346
114j | Positive | OF | 8.3333 | 8.9331 | 15.7346 | 379.5506 | 5000 | 2806.8838 | 10539.6282 | 1180.5334 | 347.346 | 347.346
115i | Positive | OF | 11.3636 | 8.9331 | 15.7346 | 338.9137 | 5000 | 2696.487 | 10125.0967 | 1089.2322 | 344.2764 | 338.9137
115j | Negative | BF | 11.3636 | 8.9331 | 15.7346 | 338.9137 | 5000 | 2824.9601 | 10607.5031 | 1195.4969 | 347.7494 | 338.9137
116i | Negative | BF | 11.5385 | 8.9331 | 15.7346 | 336.0788 | 5000 | 3550.9385 | 13333.495 | 1889.5615 | 362.7644 | 336.0788
116j | Negative | BF | 11.5385 | 8.9331 | 15.7346 | 336.0788 | 5000 | 3550.9385 | 13333.495 | 1889.5615 | 362.7644 | 336.0788
117i | Negative | BF | 11.1111 | 8.9331 | 15.7346 | 343.3004 | 5000 | 4947.5132 | 18577.5232 | 3669.3651 | 379.2767 | 343.3004
117j | Negative | BF | 11.1111 | 8.9331 | 15.7346 | 343.3004 | 5000 | 4947.5132 | 18577.5232 | 3669.3651 | 379.2767 | 343.3004
118i | Negative | BF | 36.25 | 8.9331 | 15.7346 | -77.3602 | 5000 | 18969.9875 | 71230.8124 | 53962.223 | 379.8359 | -77.3602
118j | Negative | BF | 36.25 | 8.9331 | 15.7346 | -77.3602 | 5000 | 18969.9875 | 71230.8124 | 53962.223 | 379.8359 | -77.3602
119i | Negative | BF | 36.25 | 8.9331 | 15.7346 | -77.3354 | 5000 | 18948.4581 | 71149.9713 | 53838.6398 | 379.8277 | -77.3354
119j | Negative | BF | 36.25 | 8.9331 | 15.7346 | -77.3354 | 5000 | 18948.4581 | 71149.9713 | 53838.6398 | 379.8277 | -77.3354
120i | Negative | BF | 36.25 | 8.9331 | 15.7346 | -77.3354 | 5000 | 18948.4581 | 71149.9713 | 53838.6398 | 379.8277 | -77.3354
120j | Negative | BF | 36.25 | 8.9331 | 15.7346 | -77.3354 | 5000 | 18948.4581 | 71149.9713 | 53838.6398 | 379.8277 | -77.3354
121i | Negative | BF | 36.25 | 8.9331 | 15.7346 | -77.3602 | 5000 | 18969.9875 | 71230.8124 | 53962.223 | 379.8359 | -77.3602
121j | Negative | BF | 36.25 | 8.9331 | 15.7346 | -77.3602 | 5000 | 18969.9875 | 71230.8124 | 53962.223 | 379.8359 | -77.3602
122i | Negative | BF | 10 | 8.9331 | 15.7346 | 361.9013 | 5000 | 4984.6758 | 18717.0659 | 3724.9796 | 379.6166 | 361.9013
122j | Negative | BF | 10 | 8.9331 | 15.7346 | 361.9013 | 5000 | 4984.6758 | 18717.0659 | 3724.9796 | 379.6166 | 361.9013
123i | Negative | BF | 7.5 | 8.9331 | 15.7346 | 379.7281 | 5000 | 3691.3411 | 13860.6958 | 2042.6825 | 365.0928 | 365.0928
123j | Negative | BF | 7.5 | 8.9331 | 15.7346 | 379.7281 | 5000 | 3691.3411 | 13860.6958 | 2042.6825 | 365.0928 | 365.0928
124i | Negative | BF | 9.6154 | 8.9331 | 15.7346 | 368.1254 | 5000 | 2911.8624 | 10933.8145 | 1270.3618 | 349.9648 | 349.9648
124j | Negative | BF | 9.6154 | 8.9331 | 15.7346 | 368.1254 | 5000 | 2911.8624 | 10933.8145 | 1270.3618 | 349.9648 | 349.9648
125i | Negative | BF | 11.3636 | 8.9331 | 15.7346 | 338.9137 | 5000 | 2824.9601 | 10607.5031 | 1195.4969 | 347.7494 | 338.9137
125j | Negative | BF | 11.3636 | 8.9331 | 15.7346 | 338.9137 | 5000 | 2824.9601 | 10607.5031 | 1195.4969 | 347.7494 | 338.9137
126i | Negative | BF | 11.3636 | 8.9331 | 15.7346 | 338.9137 | 5000 | 2824.9601 | 10607.5031 | 1195.4969 | 347.7494 | 338.9137
126j | Negative | BF | 11.3636 | 8.9331 | 15.7346 | 338.9137 | 5000 | 2824.9601 | 10607.5031 | 1195.4969 | 347.7494 | 338.9137
127i | Negative | BF | 11.3636 | 8.9331 | 15.7346 | 338.9426 | 5000 | 2767.2181 | 10390.6864 | 1147.2602 | 346.2601 | 338.9426
127j | Positive | OF | 11.3636 | 8.9331 | 15.7346 | 338.9426 | 5000 | 2749.8287 | 10325.3905 | 1132.8865 | 345.7893 | 338.9426
128i | Positive | OF | 11.3636 | 8.9331 | 15.7346 | 338.9426 | 5000 | 2749.8287 | 10325.3905 | 1132.8865 | 345.7893 | 338.9426
128j | Positive | OF | 11.3636 | 8.9331 | 15.7346 | 338.9426 | 5000 | 2749.8287 | 10325.3905 | 1132.8865 | 345.7893 | 338.9426
129i | Positive | OF | 11.3636 | 8.9331 | 15.7346 | 338.9426 | 5000 | 2749.8287 | 10325.3905 | 1132.8865 | 345.7893 | 338.9426
129j | Positive | OF | 11.3636 | 8.9331 | 15.7346 | 338.9426 | 5000 | 2749.8287 | 10325.3905 | 1132.8865 | 345.7893 | 338.9426
130i | Positive | OF | 11.3636 | 8.9331 | 15.7346 | 338.9608 | 5000 | 2783.9262 | 10453.4242 | 1161.243 | 346.727 | 338.9608
130j | Negative | BF | 11.3636 | 8.9331 | 15.7346 | 338.9608 | 5000 | 2801.1681 | 10518.1662 | 1175.6715 | 347.1826 | 338.9608
131i | Negative | BF | 11.3636 | 8.9331 | 15.7346 | 338.9608 | 5000 | 2801.1681 | 10518.1662 | 1175.6715 | 347.1826 | 338.9608
131j | Positive | OF | 11.3636 | 8.9331 | 15.7346 | 338.9608 | 5000 | 2783.9262 | 10453.4242 | 1161.243 | 346.727 | 338.9608
Table 7.1.5. Calculation of Δ
Node | A0 산정 | [6 empty] | Torsional moment |  |  | fv | Δ
| ttop | bbot | tbot | cbot | w | D | A0 | DC1 | DC2 | DC3
101i | 22 | 1940 | 12 | 120 | 2350 | 2600 | 5299425 | 0 | 0 | 0 | 0 | 1
101j | 22 | 1940 | 12 | 120 | 2350 | 2600 | 5299425 | 0 | 0 | 0.9 | 0.0088453 | 1
102i | 22 | 1940 | 12 | 120 | 2350 | 2600 | 5299425 | 2.91 | 0 | 31.24 | 0.33563 | 1
102j | 22 | 1940 | 12 | 120 | 2350 | 2600 | 5299425 | 2.91 | 0 | 35.58 | 0.20634 | 1
103i | 30 | 1940 | 18 | 120 | 2400 | 2800 | 5789200 | 2.91 | 0 | 35.58 | 0.13851 | 1
103j | 30 | 1940 | 18 | 120 | 2400 | 2800 | 5789200 | 2.91 | 0 | 32.55 | 0.12761 | 1
104i | 30 | 1940 | 18 | 120 | 2400 | 2800 | 5789200 | 2.93 | 0 | 20.57 | 0.084568 | 1
104j | 30 | 1940 | 18 | 120 | 2400 | 2800 | 5789200 | 2.93 | 0 | 16.47 | 0.069814 | 1
105i | 38 | 1940 | 34 | 120 | 2400 | 2800 | 5813800 | 2.93 | 0 | 16.47 | 0.054883 | 1
105j | 38 | 1940 | 34 | 120 | 2400 | 2800 | 5813800 | 2.93 | 0 | 12.37 | 0.043284 | 1
106i | 38 | 1940 | 34 | 120 | 2400 | 2800 | 5813800 | 1 | 0 | 6.68 | 0.021727 | 1
106j | 38 | 1940 | 34 | 120 | 2400 | 2800 | 5813800 | 1 | 0 | 2.58 | 0.010128 | 1
107i | 40 | 1940 | 40 | 120 | 2400 | 2800 | 5822000 | 1 | 0 | 2.58 | 0.009608 | 1
107j | 40 | 1940 | 40 | 120 | 2400 | 2800 | 5822000 | 1 | 0 | -1.52 | -0.0013956 | 1
108i | 40 | 1940 | 40 | 120 | 2400 | 2800 | 5822000 | -2.04 | 0 | -11.49 | -0.036312 | 1
108j | 40 | 1940 | 40 | 120 | 2400 | 2800 | 5822000 | -2.04 | 0 | -15.59 | -0.047315 | 1
109i | 40 | 1940 | 40 | 120 | 2400 | 2800 | 5822000 | -2.04 | 0 | -15.59 | -0.047315 | 1
109j | 40 | 1940 | 40 | 120 | 2400 | 2800 | 5822000 | -2.04 | 0 | -19.69 | -0.058319 | 1
110i | 40 | 1940 | 40 | 120 | 2400 | 2800 | 5822000 | 0.67 | 0 | 2.94 | 0.0096885 | 1
110j | 40 | 1940 | 40 | 120 | 2400 | 2800 | 5822000 | 0.67 | 0 | -1.16 | -0.0013151 | 1
111i | 40 | 1940 | 40 | 120 | 2400 | 2800 | 5822000 | 0.19 | -0.01 | 15.33 | 0.041626 | 1
111j | 40 | 1940 | 40 | 120 | 2400 | 2800 | 5822000 | 0.19 | -0.01 | 11.23 | 0.030622 | 1
112i | 36 | 1940 | 32 | 120 | 2400 | 2800 | 5809700 | 0.19 | -0.01 | 11.23 | 0.034096 | 1
112j | 36 | 1940 | 32 | 120 | 2400 | 2800 | 5809700 | 0.19 | -0.01 | 7.13 | 0.021844 | 1
113i | 30 | 1940 | 32 | 120 | 2400 | 2800 | 5803550 | 0.69 | -0.02 | 6.16 | 0.024518 | 1
113j | 30 | 1940 | 32 | 120 | 2400 | 2800 | 5803550 | 0.69 | -0.02 | 2.06 | 0.0098 | 1
114i | 30 | 1940 | 32 | 120 | 2400 | 2800 | 5803550 | 0.69 | -0.02 | 2.06 | 0.0098 | 1
114j | 30 | 1940 | 32 | 120 | 2400 | 2800 | 5803550 | 0.69 | -0.02 | -2.04 | -0.004918 | 1
115i | 22 | 1940 | 18 | 120 | 2400 | 2800 | 5781000 | 0.2 | -0.05 | -2.78 | -0.012924 | 1
115j | 22 | 1940 | 18 | 120 | 2400 | 2800 | 5781000 | 0.2 | -0.05 | -6.88 | -0.040422 | 1
116i | 26 | 1937 | 24 | 120 | 2400 | 2814 | 5815691.5 | 0.2 | -0.05 | -6.88 | -0.030136 | 1
116j | 26 | 1937 | 24 | 120 | 2400 | 2814 | 5815691.5 | 0.2 | -0.05 | -10.98 | -0.048495 | 1
117i | 36 | 1909 | 28 | 120 | 2400 | 2924 | 6013982 | -9.62 | 0.23 | -45.35 | -0.20317 | 1
117j | 36 | 1909 | 28 | 120 | 2400 | 2924 | 6013982 | -9.62 | 0.23 | -49.45 | -0.21839 | 1
118i | 40 | 1864 | 30 | 120 | 2400 | 3103 | 6313656 | -9.62 | 0.23 | -49.45 | -0.19416 | 1
118j | 40 | 1864 | 30 | 120 | 2400 | 3103 | 6313656 | -9.62 | 0.23 | -52.32 | -0.20363 | 1
119i | 40 | 1840 | 30 | 120 | 2400 | 3200 | 6470000 | -9.62 | 0.23 | -52.32 | -0.19871 | 1
119j | 40 | 1840 | 30 | 120 | 2400 | 3200 | 6470000 | -9.62 | 0.23 | -53.55 | -0.20267 | 1
120i | 40 | 1840 | 30 | 120 | 2400 | 3200 | 6470000 | 7.99 | -0.22 | 50.57 | 0.18785 | 1
120j | 40 | 1840 | 30 | 120 | 2400 | 3200 | 6470000 | 7.99 | -0.22 | 49.34 | 0.18389 | 1
121i | 40 | 1864 | 30 | 120 | 2400 | 3103 | 6313656 | 7.99 | -0.22 | 49.34 | 0.18845 | 1
121j | 40 | 1864 | 30 | 120 | 2400 | 3103 | 6313656 | 7.99 | -0.22 | 46.47 | 0.17898 | 1
122i | 40 | 1909 | 30 | 120 | 2400 | 2924 | 6020085.5 | 7.99 | -0.22 | 46.47 | 0.1877 | 1
122j | 40 | 1909 | 30 | 120 | 2400 | 2924 | 6020085.5 | 7.99 | -0.22 | 42.37 | 0.17352 | 1
123i | 40 | 1937 | 30 | 120 | 2400 | 2814 | 5836176.5 | 2 | 0.05 | 15.96 | 0.06429 | 1
123j | 40 | 1937 | 30 | 120 | 2400 | 2814 | 5836176.5 | 2 | 0.05 | 11.86 | 0.049654 | 1
124i | 26 | 1940 | 24 | 120 | 2400 | 2800 | 5791250 | 2 | 0.05 | 11.86 | 0.062549 | 1
124j | 26 | 1940 | 24 | 120 | 2400 | 2800 | 5791250 | 2 | 0.05 | 7.76 | 0.044113 | 1
125i | 22 | 1940 | 18 | 120 | 2400 | 2800 | 5781000 | -0.97 | 0.01 | 1.17 | 0.0012613 | 1
125j | 22 | 1940 | 18 | 120 | 2400 | 2800 | 5781000 | -0.97 | 0.01 | -2.93 | -0.023364 | 1
126i | 22 | 1940 | 18 | 120 | 2400 | 2800 | 5781000 | -0.97 | 0.01 | -2.93 | -0.023364 | 1
126j | 22 | 1940 | 18 | 120 | 2400 | 2800 | 5781000 | -0.97 | 0.01 | -7.03 | -0.04799 | 1
127i | 22 | 1940 | 10 | 120 | 2400 | 2800 | 5772800 | -1.29 | 0.01 | -1.08 | -0.025551 | 1
127j | 22 | 1940 | 10 | 120 | 2400 | 2800 | 5772800 | -1.29 | 0.01 | -5.18 | -0.031791 | 1
128i | 22 | 1940 | 10 | 120 | 2400 | 2800 | 5772800 | -1.29 | 0.01 | -5.18 | -0.031791 | 1
128j | 22 | 1940 | 10 | 120 | 2400 | 2800 | 5772800 | -1.29 | 0.01 | -9.28 | -0.051968 | 1
129i | 22 | 1940 | 10 | 120 | 2400 | 2800 | 5772800 | -4.93 | 0.01 | -29.12 | -0.16752 | 1
129j | 22 | 1940 | 10 | 120 | 2400 | 2800 | 5772800 | -4.93 | 0.01 | -34.42 | -0.1936 | 1
130i | 22 | 1940 | 10 | 120 | 2350 | 2600 | 5297400 | -4.93 | 0.01 | -34.42 | -0.21097 | 1
130j | 22 | 1940 | 10 | 120 | 2350 | 2600 | 5297400 | -4.93 | 0.01 | -29.67 | -0.4081 | 1
131i | 22 | 1940 | 10 | 120 | 2350 | 2600 | 5297400 | 0 | 0 | -0.9 | -0.010618 | 1
131j | 22 | 1940 | 10 | 120 | 2350 | 2600 | 5297400 | 0 | 0 | 0 | 0 | 1
Table 7.1.6. Calculation of k, ks (for Box - Compression Flange)
Node | 정/부 | Is 산정 |  |  |  |  | w | tfc | bfc | nrib | k | ks
| 모멘트 | Hsb | tsb | Hst | tst | Is
101i | Negative | 160 | 16 | 0 | 0 | 21845333.3333 | 556 | 12 | 1940 | 2 | 2.7291 | 1.4873
101j | Negative | 160 | 16 | 0 | 0 | 21845333.3333 | 556 | 12 | 1940 | 2 | 2.7291 | 1.4873
102i | Negative | 160 | 16 | 0 | 0 | 21845333.3333 | 556 | 12 | 1940 | 2 | 2.7291 | 1.4873
102j | Positive | 160 | 16 | 0 | 0 | 0 | 0 | 22 | 500 | 0 | 4 | 5.34
103i | Positive | 160 | 16 | 0 | 0 | 0 | 0 | 30 | 500 | 0 | 4 | 5.34
103j | Positive | 160 | 16 | 0 | 0 | 0 | 0 | 30 | 500 | 0 | 4 | 5.34
104i | Positive | 160 | 16 | 0 | 0 | 0 | 0 | 30 | 500 | 0 | 4 | 5.34
104j | Positive | 160 | 16 | 0 | 0 | 0 | 0 | 30 | 500 | 0 | 4 | 5.34
105i | Positive | 160 | 16 | 0 | 0 | 0 | 0 | 38 | 500 | 0 | 4 | 5.34
105j | Positive | 160 | 16 | 0 | 0 | 0 | 0 | 38 | 500 | 0 | 4 | 5.34
106i | Positive | 160 | 16 | 0 | 0 | 0 | 0 | 38 | 500 | 0 | 4 | 5.34
106j | Positive | 160 | 16 | 0 | 0 | 0 | 0 | 38 | 500 | 0 | 4 | 5.34
107i | Positive | 160 | 16 | 0 | 0 | 0 | 0 | 40 | 600 | 0 | 4 | 5.34
107j | Positive | 160 | 16 | 0 | 0 | 0 | 0 | 40 | 600 | 0 | 4 | 5.34
108i | Positive | 160 | 16 | 0 | 0 | 0 | 0 | 40 | 600 | 0 | 4 | 5.34
108j | Positive | 160 | 16 | 0 | 0 | 0 | 0 | 40 | 600 | 0 | 4 | 5.34
109i | Positive | 160 | 16 | 0 | 0 | 0 | 0 | 40 | 600 | 0 | 4 | 5.34
109j | Positive | 160 | 16 | 0 | 0 | 0 | 0 | 40 | 600 | 0 | 4 | 5.34
110i | Positive | 160 | 16 | 0 | 0 | 0 | 0 | 40 | 600 | 0 | 4 | 5.34
110j | Positive | 160 | 16 | 0 | 0 | 0 | 0 | 40 | 600 | 0 | 4 | 5.34
111i | Positive | 160 | 16 | 0 | 0 | 0 | 0 | 40 | 600 | 0 | 4 | 5.34
111j | Positive | 160 | 16 | 0 | 0 | 0 | 0 | 40 | 600 | 0 | 4 | 5.34
112i | Positive | 160 | 16 | 0 | 0 | 0 | 0 | 36 | 500 | 0 | 4 | 5.34
112j | Positive | 160 | 16 | 0 | 0 | 0 | 0 | 36 | 500 | 0 | 4 | 5.34
113i | Positive | 160 | 16 | 0 | 0 | 0 | 0 | 30 | 500 | 0 | 4 | 5.34
113j | Positive | 160 | 16 | 0 | 0 | 0 | 0 | 30 | 500 | 0 | 4 | 5.34
114i | Positive | 160 | 16 | 0 | 0 | 0 | 0 | 30 | 500 | 0 | 4 | 5.34
114j | Positive | 160 | 16 | 0 | 0 | 0 | 0 | 30 | 500 | 0 | 4 | 5.34
115i | Positive | 160 | 16 | 0 | 0 | 0 | 0 | 22 | 500 | 0 | 4 | 5.34
115j | Negative | 160 | 16 | 0 | 0 | 21845333.3333 | 556 | 18 | 1940 | 2 | 1.8194 | 1.1893
116i | Negative | 160 | 16 | 0 | 0 | 21845333.3333 | 555 | 24 | 1937 | 2 | 1.3654 | 1.0406
116j | Negative | 160 | 16 | 0 | 0 | 21845333.3333 | 555 | 24 | 1937 | 2 | 1.3654 | 1.0406
117i | Negative | 160 | 16 | 0 | 0 | 21845333.3333 | 545.6667 | 28 | 1909 | 2 | 1.177 | 0.97887
117j | Negative | 160 | 16 | 0 | 0 | 21845333.3333 | 545.6667 | 28 | 1909 | 2 | 1.177 | 0.97887
118i | Negative | 160 | 16 | 0 | 0 | 21845333.3333 | 530.6667 | 30 | 1864 | 2 | 1.1088 | 0.95652
118j | Negative | 160 | 16 | 0 | 0 | 21845333.3333 | 530.6667 | 30 | 1864 | 2 | 1.1088 | 0.95652
119i | Negative | 160 | 16 | 0 | 0 | 21845333.3333 | 522.6667 | 30 | 1840 | 2 | 1.1144 | 0.95837
119j | Negative | 160 | 16 | 0 | 0 | 21845333.3333 | 522.6667 | 30 | 1840 | 2 | 1.1144 | 0.95837
120i | Negative | 160 | 16 | 0 | 0 | 21845333.3333 | 522.6667 | 30 | 1840 | 2 | 1.1144 | 0.95837
120j | Negative | 160 | 16 | 0 | 0 | 21845333.3333 | 522.6667 | 30 | 1840 | 2 | 1.1144 | 0.95837
121i | Negative | 160 | 16 | 0 | 0 | 21845333.3333 | 530.6667 | 30 | 1864 | 2 | 1.1088 | 0.95652
121j | Negative | 160 | 16 | 0 | 0 | 21845333.3333 | 530.6667 | 30 | 1864 | 2 | 1.1088 | 0.95652
122i | Negative | 160 | 16 | 0 | 0 | 21845333.3333 | 545.6667 | 30 | 1909 | 2 | 1.0985 | 0.95316
122j | Negative | 160 | 16 | 0 | 0 | 21845333.3333 | 545.6667 | 30 | 1909 | 2 | 1.0985 | 0.95316
123i | Negative | 160 | 16 | 0 | 0 | 21845333.3333 | 555 | 30 | 1937 | 2 | 1.0923 | 0.95114
123j | Negative | 160 | 16 | 0 | 0 | 21845333.3333 | 555 | 30 | 1937 | 2 | 1.0923 | 0.95114
124i | Negative | 160 | 16 | 0 | 0 | 21845333.3333 | 556 | 24 | 1940 | 2 | 1.3646 | 1.0403
124j | Negative | 160 | 16 | 0 | 0 | 21845333.3333 | 556 | 24 | 1940 | 2 | 1.3646 | 1.0403
125i | Negative | 160 | 16 | 0 | 0 | 21845333.3333 | 556 | 18 | 1940 | 2 | 1.8194 | 1.1893
125j | Negative | 160 | 16 | 0 | 0 | 21845333.3333 | 556 | 18 | 1940 | 2 | 1.8194 | 1.1893
126i | Negative | 160 | 16 | 0 | 0 | 21845333.3333 | 556 | 18 | 1940 | 2 | 1.8194 | 1.1893
126j | Negative | 160 | 16 | 0 | 0 | 21845333.3333 | 556 | 18 | 1940 | 2 | 1.8194 | 1.1893
127i | Negative | 160 | 16 | 0 | 0 | 21845333.3333 | 556 | 10 | 1940 | 2 | 3.275 | 1.6661
127j | Positive | 160 | 16 | 0 | 0 | 0 | 0 | 22 | 500 | 0 | 4 | 5.34
128i | Positive | 160 | 16 | 0 | 0 | 0 | 0 | 22 | 500 | 0 | 4 | 5.34
128j | Positive | 160 | 16 | 0 | 0 | 0 | 0 | 22 | 500 | 0 | 4 | 5.34
129i | Positive | 160 | 16 | 0 | 0 | 0 | 0 | 22 | 500 | 0 | 4 | 5.34
129j | Positive | 160 | 16 | 0 | 0 | 0 | 0 | 22 | 500 | 0 | 4 | 5.34
130i | Positive | 160 | 16 | 0 | 0 | 0 | 0 | 22 | 500 | 0 | 4 | 5.34
130j | Negative | 160 | 16 | 0 | 0 | 21845333.3333 | 556 | 10 | 1940 | 2 | 3.275 | 1.6661
131i | Negative | 160 | 16 | 0 | 0 | 21845333.3333 | 556 | 10 | 1940 | 2 | 3.275 | 1.6661
131j | Positive | 160 | 16 | 0 | 0 | 0 | 0 | 22 | 500 | 0 | 4 | 5.34
Table 7.1.7. Calculation of Fnc for Box - Compression Flange
Node | 정/부 | BF/OF | Fcb 산정 |  |  |  | Fcv | fv | Fnc | Fnc
| 모멘트 |  | λf | λr | λp | Fcb |  |  | (BF)
101i | Negative | BF | 46.3333 | 44.0966 | 22.1363 | 240.2706 | 130.9405 | 0 | 240.2706 | 240.2706
101j | Negative | BF | 46.3333 | 44.0966 | 22.1363 | 240.2706 | 130.9405 | 0.0088453 | 240.2706 | 240.2706
102i | Negative | BF | 46.3333 | 44.0966 | 22.1363 | 240.2706 | 130.9405 | 0.33563 | 240.2698 | 240.2698
102j | Positive | OF | 22.7273 | 53.3854 | 26.7993 | 379.5191 | 220.4 | 0.20634 | OF | 338.9528
103i | Positive | OF | 16.6667 | 53.3854 | 26.7993 | 379.5982 | 220.4 | 0.13851 | OF | 348.8712
103j | Positive | OF | 16.6667 | 53.3854 | 26.7993 | 379.5982 | 220.4 | 0.12761 | OF | 348.8712
104i | Positive | OF | 16.6667 | 53.3854 | 26.7993 | 379.5983 | 220.4 | 0.084568 | OF | 348.8712
104j | Positive | OF | 16.6667 | 53.3854 | 26.7993 | 379.5983 | 220.4 | 0.069814 | OF | 348.8712
105i | Positive | OF | 13.1579 | 53.3854 | 26.7993 | 379.6407 | 220.4 | 0.054883 | OF | 350.197
105j | Positive | OF | 13.1579 | 53.3854 | 26.7993 | 379.6407 | 220.4 | 0.043284 | OF | 350.197
106i | Positive | OF | 13.1579 | 53.3854 | 26.7993 | 379.6407 | 220.4 | 0.021727 | OF | 350.197
106j | Positive | OF | 13.1579 | 53.3854 | 26.7993 | 379.6407 | 220.4 | 0.010128 | OF | 350.197
107i | Positive | OF | 15 | 53.3854 | 26.7993 | 379.709 | 220.4 | 0.009608 | OF | 363.7203
107j | Positive | OF | 15 | 53.3854 | 26.7993 | 379.709 | 220.4 | -0.0013956 | OF | 363.7203
108i | Positive | OF | 15 | 53.3854 | 26.7993 | 379.709 | 220.4 | -0.036312 | OF | 363.7203
108j | Positive | OF | 15 | 53.3854 | 26.7993 | 379.709 | 220.4 | -0.047315 | OF | 363.7203
109i | Positive | OF | 15 | 53.3854 | 26.7993 | 379.709 | 220.4 | -0.047315 | OF | 363.7203
109j | Positive | OF | 15 | 53.3854 | 26.7993 | 379.709 | 220.4 | -0.058319 | OF | 363.7203
110i | Positive | OF | 15 | 53.3854 | 26.7993 | 379.709 | 220.4 | 0.0096885 | OF | 363.7203
110j | Positive | OF | 15 | 53.3854 | 26.7993 | 379.709 | 220.4 | -0.0013151 | OF | 363.7203
111i | Positive | OF | 15 | 53.3854 | 26.7993 | 379.709 | 220.4 | 0.041626 | OF | 363.7203
111j | Positive | OF | 15 | 53.3854 | 26.7993 | 379.709 | 220.4 | 0.030622 | OF | 363.7203
112i | Positive | OF | 13.8889 | 53.3854 | 26.7993 | 379.6252 | 220.4 | 0.034096 | OF | 349.7145
112j | Positive | OF | 13.8889 | 53.3854 | 26.7993 | 379.6252 | 220.4 | 0.021844 | OF | 349.7145
113i | Positive | OF | 16.6667 | 53.3854 | 26.7993 | 379.5506 | 220.4 | 0.024518 | OF | 347.346
113j | Positive | OF | 16.6667 | 53.3854 | 26.7993 | 379.5506 | 220.4 | 0.0098 | OF | 347.346
114i | Positive | OF | 16.6667 | 53.3854 | 26.7993 | 379.5506 | 220.4 | 0.0098 | OF | 347.346
114j | Positive | OF | 16.6667 | 53.3854 | 26.7993 | 379.5506 | 220.4 | -0.004918 | OF | 347.346
115i | Positive | OF | 22.7273 | 53.3854 | 26.7993 | 379.4583 | 220.4 | -0.012924 | OF | 338.9137
115j | Negative | BF | 30.8889 | 36.0047 | 18.0742 | 298.3715 | 205.0032 | -0.040422 | 298.3714 | 298.3714
116i | Negative | BF | 23.125 | 31.1904 | 15.6574 | 324.981 | 220.4 | -0.030136 | 324.981 | 324.981
116j | Negative | BF | 23.125 | 31.1904 | 15.6574 | 324.981 | 220.4 | -0.048495 | 324.981 | 324.981
117i | Negative | BF | 19.4881 | 28.9584 | 14.537 | 340.6746 | 220.4 | -0.20317 | 340.6745 | 340.6745
117j | Negative | BF | 19.4881 | 28.9584 | 14.537 | 340.6746 | 220.4 | -0.21839 | 340.6745 | 340.6745
118i | Negative | BF | 17.6889 | 28.1068 | 14.1095 | 350.7256 | 220.4 | -0.19416 | 350.7254 | 350.7254
118j | Negative | BF | 17.6889 | 28.1068 | 14.1095 | 350.7256 | 220.4 | -0.20363 | 350.7254 | 350.7254
119i | Negative | BF | 17.4222 | 28.178 | 14.1453 | 353.2463 | 220.4 | -0.19871 | 353.2461 | 353.2461
119j | Negative | BF | 17.4222 | 28.178 | 14.1453 | 353.2463 | 220.4 | -0.20267 | 353.2461 | 353.2461
120i | Negative | BF | 17.4222 | 28.178 | 14.1453 | 353.2463 | 220.4 | 0.18785 | 353.2461 | 353.2461
120j | Negative | BF | 17.4222 | 28.178 | 14.1453 | 353.2463 | 220.4 | 0.18389 | 353.2461 | 353.2461
121i | Negative | BF | 17.6889 | 28.1068 | 14.1095 | 350.7256 | 220.4 | 0.18845 | 350.7255 | 350.7255
121j | Negative | BF | 17.6889 | 28.1068 | 14.1095 | 350.7256 | 220.4 | 0.17898 | 350.7255 | 350.7255
122i | Negative | BF | 18.1889 | 27.9765 | 14.0441 | 345.9055 | 220.4 | 0.1877 | 345.9054 | 345.9054
122j | Negative | BF | 18.1889 | 27.9765 | 14.0441 | 345.9055 | 220.4 | 0.17352 | 345.9054 | 345.9054
123i | Negative | BF | 18.5 | 27.8975 | 14.0044 | 342.9277 | 220.4 | 0.06429 | 342.9277 | 342.9277
123j | Negative | BF | 18.5 | 27.8975 | 14.0044 | 342.9277 | 220.4 | 0.049654 | 342.9277 | 342.9277
124i | Negative | BF | 23.1667 | 31.181 | 15.6528 | 324.5853 | 220.4 | 0.062549 | 324.5853 | 324.5853
124j | Negative | BF | 23.1667 | 31.181 | 15.6528 | 324.5853 | 220.4 | 0.044113 | 324.5853 | 324.5853
125i | Negative | BF | 30.8889 | 36.0047 | 18.0742 | 298.3715 | 205.0032 | 0.0012613 | 298.3715 | 298.3715
125j | Negative | BF | 30.8889 | 36.0047 | 18.0742 | 298.3715 | 205.0032 | -0.023364 | 298.3715 | 298.3715
126i | Negative | BF | 30.8889 | 36.0047 | 18.0742 | 298.3715 | 205.0032 | -0.023364 | 298.3715 | 298.3715
126j | Negative | BF | 30.8889 | 36.0047 | 18.0742 | 298.3715 | 205.0032 | -0.04799 | 298.3714 | 298.3714
127i | Negative | BF | 55.6 | 48.3054 | 24.2491 | 200.2255 | 101.862 | -0.025551 | 200.2255 | 200.2255
127j | Positive | OF | 22.7273 | 53.3854 | 26.7993 | 379.5032 | 220.4 | -0.031791 | OF | 338.9426
128i | Positive | OF | 22.7273 | 53.3854 | 26.7993 | 379.5032 | 220.4 | -0.031791 | OF | 338.9426
128j | Positive | OF | 22.7273 | 53.3854 | 26.7993 | 379.5032 | 220.4 | -0.051968 | OF | 338.9426
129i | Positive | OF | 22.7273 | 53.3854 | 26.7993 | 379.5031 | 220.4 | -0.16752 | OF | 338.9426
129j | Positive | OF | 22.7273 | 53.3854 | 26.7993 | 379.5031 | 220.4 | -0.1936 | OF | 338.9426
130i | Positive | OF | 22.7273 | 53.3854 | 26.7993 | 379.5315 | 220.4 | -0.21097 | OF | 338.9608
130j | Negative | BF | 55.6 | 48.3055 | 24.2491 | 200.2255 | 101.862 | -0.4081 | 200.2239 | 200.2239
131i | Negative | BF | 55.6 | 48.3054 | 24.2491 | 200.2255 | 101.862 | -0.010618 | 200.2255 | 200.2255
131j | Positive | OF | 22.7273 | 53.3854 | 26.7993 | 379.5316 | 220.4 | 0 | OF | 338.9608
3) Checking for compression and tension flanges
[5 empty] | 압축플랜지 |  |  |  | 인장플랜지
| Open flange |  |  |  | fbu +fl ≤ ΦfRhFyc |  |  |  | fbu + fl ≤ ΦfRhFyt
fbu +fl/3 ≤ ΦfFnc
| Box flange |  |  |  | fbu ≤ ΦfFnc |  |  |  | fbu ≤ ΦfRhFyfΔ
for slender web with fl = 0, the equation (1) fbu + fl ≤ ΦfRhFyc will not be checked
(Web classification is checked in the next section, S = slender web, C = compact or noncompact web)
Table 7.1.8. Checking compression flange stress
Node | ¦ fbu ¦ | 정/부 | BF/OF | fl | 분류 | fbu+fl | ΦfRhFyc | 검토 |  | fbu+1/3fl | ΦfFnc | 검토
|  | 모멘트 |  |  |  | ① | ② | ①≤② | Ratio | ③ | ④ | ③≤④ | Ratio
101i | 0.00038833 | Negative | BF | 0 | S | 0.00038833 | 379.5191 | - | - | 0.00038833 | 240.2706 | OK | 618720.5734
101j | 0.13889 | Negative | BF | 0 | S | 0.13889 | 379.5191 | - | - | 0.13889 | 240.2706 | OK | 1729.8804
102i | 0.13941 | Negative | BF | 0 | S | 0.13941 | 379.5191 | - | - | 0.13941 | 240.2698 | OK | 1723.45
102j | 76.8045 | Positive | OF | 18.5259 | S | 95.3304 | 379.5191 | OK | 3.9811 | 82.9798 | 338.9528 | OK | 4.0848
103i | 55.8822 | Positive | OF | 13.6928 | S | 69.575 | 379.5983 | OK | 5.456 | 60.4465 | 348.8712 | OK | 5.7716
103j | 126.6911 | Positive | OF | 13.6928 | S | 140.3839 | 379.5983 | OK | 2.704 | 131.2554 | 348.8712 | OK | 2.658
104i | 126.6908 | Positive | OF | 13.6928 | S | 140.3836 | 379.5983 | OK | 2.704 | 131.255 | 348.8712 | OK | 2.658
104j | 206.1881 | Positive | OF | 13.9796 | S | 220.1677 | 379.5983 | OK | 1.7241 | 210.848 | 348.8712 | OK | 1.6546
105i | 166.2799 | Positive | OF | 11.1252 | S | 177.405 | 379.6407 | OK | 2.14 | 169.9882 | 350.197 | OK | 2.0601
105j | 219.0424 | Positive | OF | 11.4144 | S | 230.4568 | 379.6407 | OK | 1.6473 | 222.8472 | 350.197 | OK | 1.5715
106i | 219.0418 | Positive | OF | 11.4144 | S | 230.4562 | 379.6407 | OK | 1.6473 | 222.8466 | 350.197 | OK | 1.5715
106j | 255.7248 | Positive | OF | 11.8244 | S | 267.5492 | 379.6407 | OK | 1.419 | 259.6662 | 350.197 | OK | 1.3486
107i | 215.3401 | Positive | OF | 7.4547 | S | 222.7948 | 379.709 | OK | 1.7043 | 217.825 | 363.7203 | OK | 1.6698
107j | 236.066 | Positive | OF | 7.4547 | S | 243.5207 | 379.709 | OK | 1.5592 | 238.5509 | 363.7203 | OK | 1.5247
108i | 236.0657 | Positive | OF | 7.4547 | S | 243.5204 | 379.709 | OK | 1.5592 | 238.5506 | 363.7203 | OK | 1.5247
108j | 242.6021 | Positive | OF | 7.4547 | S | 250.0568 | 379.709 | OK | 1.5185 | 245.087 | 363.7203 | OK | 1.484
109i | 242.6024 | Positive | OF | 7.4547 | S | 250.0571 | 379.709 | OK | 1.5185 | 245.0873 | 363.7203 | OK | 1.484
109j | 238.7568 | Positive | OF | 7.4547 | S | 246.2115 | 379.709 | OK | 1.5422 | 241.2417 | 363.7203 | OK | 1.5077
110i | 238.7572 | Positive | OF | 7.4547 | S | 246.2119 | 379.709 | OK | 1.5422 | 241.2421 | 363.7203 | OK | 1.5077
110j | 221.9304 | Positive | OF | 7.4547 | S | 229.3851 | 379.709 | OK | 1.6553 | 224.4153 | 363.7203 | OK | 1.6207
111i | 221.9307 | Positive | OF | 7.4547 | S | 229.3854 | 379.709 | OK | 1.6553 | 224.4156 | 363.7203 | OK | 1.6207
111j | 191.8932 | Positive | OF | 7.4547 | S | 199.3479 | 379.709 | OK | 1.9048 | 194.3781 | 363.7203 | OK | 1.8712
112i | 237.2487 | Positive | OF | 12.2446 | S | 249.4933 | 379.6252 | OK | 1.5216 | 241.3302 | 349.7145 | OK | 1.4491
112j | 187.616 | Positive | OF | 11.6931 | S | 199.3091 | 379.6252 | OK | 1.9047 | 191.5137 | 349.7145 | OK | 1.8261
113i | 209.2893 | Positive | OF | 14.4301 | S | 223.7194 | 379.5506 | OK | 1.6965 | 214.0993 | 347.346 | OK | 1.6224
113j | 135.6729 | Positive | OF | 13.9704 | S | 149.6433 | 379.5506 | OK | 2.5364 | 140.3297 | 347.346 | OK | 2.4752
114i | 135.6733 | Positive | OF | 13.9704 | S | 149.6437 | 379.5506 | OK | 2.5364 | 140.3301 | 347.346 | OK | 2.4752
114j | 48.667 | Positive | OF | 13.9704 | S | 62.6374 | 379.5506 | OK | 6.0595 | 53.3238 | 347.346 | OK | 6.5139
115i | 61.588 | Positive | OF | 18.5605 | S | 80.1485 | 379.4583 | OK | 4.7344 | 67.7748 | 338.9137 | OK | 5.0006
115j | 53.9753 | Negative | BF | 0 | S | 53.9753 | 379.4583 | - | - | 53.9753 | 298.3714 | OK | 5.5279
116i | 43.0772 | Negative | BF | 0 | S | 43.0772 | 379.5902 | - | - | 43.0772 | 324.981 | OK | 7.5442
116j | 133.2422 | Negative | BF | 0 | S | 133.2422 | 379.5902 | - | - | 133.2422 | 324.981 | OK | 2.439
117i | 69.3714 | Negative | BF | 0 | S | 69.3714 | 379.7146 | - | - | 69.3714 | 340.6745 | OK | 4.9109
117j | 126.6931 | Negative | BF | 0 | S | 126.6931 | 379.7146 | - | - | 126.6931 | 340.6745 | OK | 2.689
118i | 97.7646 | Negative | BF | 0 | S | 97.7646 | 379.8359 | - | - | 97.7646 | 350.7254 | OK | 3.5874
118j | 133.2227 | Negative | BF | 0 | S | 133.2227 | 379.8359 | - | - | 133.2227 | 350.7254 | OK | 2.6326
119i | 125.9916 | Negative | BF | 0 | S | 125.9916 | 379.8277 | - | - | 125.9916 | 353.2461 | OK | 2.8037
119j | 141.6434 | Negative | BF | 0 | S | 141.6434 | 379.8277 | - | - | 141.6434 | 353.2461 | OK | 2.4939
120i | 141.6435 | Negative | BF | 0 | S | 141.6435 | 379.8277 | - | - | 141.6435 | 353.2461 | OK | 2.4939
120j | 129.357 | Negative | BF | 0 | S | 129.357 | 379.8277 | - | - | 129.357 | 353.2461 | OK | 2.7308
121i | 136.7681 | Negative | BF | 0 | S | 136.7681 | 379.8359 | - | - | 136.7681 | 350.7255 | OK | 2.5644
121j | 109.5799 | Negative | BF | 0 | S | 109.5799 | 379.8359 | - | - | 109.5799 | 350.7255 | OK | 3.2006
122i | 135.3666 | Negative | BF | 0 | S | 135.3666 | 379.7435 | - | - | 135.3666 | 345.9054 | OK | 2.5553
122j | 95.2121 | Negative | BF | 0 | S | 95.2121 | 379.7435 | - | - | 95.2121 | 345.9054 | OK | 3.633
123i | 153.3001 | Negative | BF | 0 | S | 153.3001 | 379.7281 | - | - | 153.3001 | 342.9277 | OK | 2.237
123j | 101.8975 | Negative | BF | 0 | S | 101.8975 | 379.7281 | - | - | 101.8975 | 342.9277 | OK | 3.3654
124i | 128.2411 | Negative | BF | 0 | S | 128.2411 | 379.5124 | - | - | 128.2411 | 324.5853 | OK | 2.5311
124j | 74.0581 | Negative | BF | 0 | S | 74.0581 | 379.5124 | - | - | 74.0581 | 324.5853 | OK | 4.3828
125i | 90.2423 | Negative | BF | 0 | S | 90.2423 | 379.4583 | - | - | 90.2423 | 298.3715 | OK | 3.3063
125j | 41.5732 | Negative | BF | 0 | S | 41.5732 | 379.4583 | - | - | 41.5732 | 298.3715 | OK | 7.177
126i | 41.5732 | Negative | BF | 0 | S | 41.5732 | 379.4583 | - | - | 41.5732 | 298.3715 | OK | 7.177
126j | 4.8425 | Negative | BF | 0 | S | 4.8425 | 379.4583 | - | - | 4.8425 | 298.3714 | OK | 61.6149
127i | 6.5311 | Negative | BF | 0 | S | 6.5311 | 379.5032 | - | - | 6.5311 | 200.2255 | OK | 30.6572
127j | 22.0472 | Positive | OF | 18.3442 | S | 40.3914 | 379.5032 | OK | 9.3956 | 28.1619 | 338.9426 | OK | 12.0355
128i | 22.0472 | Positive | OF | 18.3442 | S | 40.3914 | 379.5032 | OK | 9.3956 | 28.1619 | 338.9426 | OK | 12.0355
128j | 34.6625 | Positive | OF | 18.3442 | S | 53.0067 | 379.5032 | OK | 7.1595 | 40.7772 | 338.9426 | OK | 8.3121
129i | 34.6626 | Positive | OF | 18.3442 | S | 53.0068 | 379.5032 | OK | 7.1595 | 40.7773 | 338.9426 | OK | 8.312
129j | 17.595 | Positive | OF | 18.3442 | S | 35.9392 | 379.5032 | OK | 10.5596 | 23.7097 | 338.9426 | OK | 14.2955
130i | 19.4363 | Positive | OF | 18.4719 | S | 37.9081 | 379.5316 | OK | 10.0119 | 25.5936 | 338.9608 | OK | 13.244
130j | 0.15071 | Negative | BF | 0 | S | 0.15071 | 379.5316 | - | - | 0.15071 | 200.2239 | OK | 1328.58
131i | 0.15127 | Negative | BF | 0 | S | 0.15127 | 379.5316 | - | - | 0.15127 | 200.2255 | OK | 1323.6332
131j | 0 | Positive | OF | 18.4719 | S | 18.4719 | 379.5316 | OK | 20.5465 | 6.1573 | 338.9608 | OK | 55.0503
Table 7.1.9. Checking tension flange stress
Node | fbu | 정/부 | BF/OF | fl | fbu+fl | ΦfRhFyt | ΦfRhFytΔ | Fnt | 검토
|  | 모멘트 |  |  | ① | ② | ② |  | ①≤② | Ratio
101i | 0.00043452 | Negative | OF | 18.5259 | 18.5264 | 379.5191 | 379.5191 | 379.5191 | OK | 20.4853
101j | 0.15541 | Negative | OF | 18.5259 | 18.6814 | 379.5191 | 379.5191 | 379.5191 | OK | 20.3154
102i | 0.15599 | Negative | OF | 18.5259 | 18.6819 | 379.5191 | 379.519 | 379.5191 | OK | 20.3148
102j | 68.6406 | Positive | BF | 0 | 68.6406 | 379.5191 | 379.5191 | 379.5191 | OK | 5.5291
103i | 48.2703 | Positive | BF | 0 | 48.2703 | 379.5983 | 379.5982 | 379.5982 | OK | 7.864
103j | 109.4341 | Positive | BF | 0 | 109.4341 | 379.5983 | 379.5982 | 379.5982 | OK | 3.4687
104i | 109.4338 | Positive | BF | 0 | 109.4338 | 379.5983 | 379.5983 | 379.5983 | OK | 3.4687
104j | 178.1025 | Positive | BF | 0 | 178.1025 | 379.5983 | 379.5983 | 379.5983 | OK | 2.1313
105i | 114.6546 | Positive | BF | 0 | 114.6546 | 379.6407 | 379.6407 | 379.6407 | OK | 3.3112
105j | 151.0359 | Positive | BF | 0 | 151.0359 | 379.6407 | 379.6407 | 379.6407 | OK | 2.5136
106i | 151.0354 | Positive | BF | 0 | 151.0354 | 379.6407 | 379.6407 | 379.6407 | OK | 2.5136
106j | 176.3294 | Positive | BF | 0 | 176.3294 | 379.6407 | 379.6407 | 379.6407 | OK | 2.153
107i | 152.5298 | Positive | BF | 0 | 152.5298 | 379.709 | 379.709 | 379.709 | OK | 2.4894
107j | 167.2104 | Positive | BF | 0 | 167.2104 | 379.709 | 379.709 | 379.709 | OK | 2.2708
108i | 167.2102 | Positive | BF | 0 | 167.2102 | 379.709 | 379.709 | 379.709 | OK | 2.2708
108j | 171.8401 | Positive | BF | 0 | 171.8401 | 379.709 | 379.709 | 379.709 | OK | 2.2097
109i | 171.8403 | Positive | BF | 0 | 171.8403 | 379.709 | 379.709 | 379.709 | OK | 2.2097
109j | 169.1164 | Positive | BF | 0 | 169.1164 | 379.709 | 379.709 | 379.709 | OK | 2.2453
110i | 169.1167 | Positive | BF | 0 | 169.1167 | 379.709 | 379.709 | 379.709 | OK | 2.2452
110j | 157.1979 | Positive | BF | 0 | 157.1979 | 379.709 | 379.709 | 379.709 | OK | 2.4155
111i | 157.1981 | Positive | BF | 0 | 157.1981 | 379.709 | 379.709 | 379.709 | OK | 2.4155
111j | 135.9219 | Positive | BF | 0 | 135.9219 | 379.709 | 379.709 | 379.709 | OK | 2.7936
112i | 165.0919 | Positive | BF | 0 | 165.0919 | 379.6252 | 379.6252 | 379.6252 | OK | 2.2995
112j | 130.5544 | Positive | BF | 0 | 130.5544 | 379.6252 | 379.6252 | 379.6252 | OK | 2.9078
113i | 133.6558 | Positive | BF | 0 | 133.6558 | 379.5506 | 379.5506 | 379.5506 | OK | 2.8398
113j | 86.6431 | Positive | BF | 0 | 86.6431 | 379.5506 | 379.5506 | 379.5506 | OK | 4.3806
114i | 86.6433 | Positive | BF | 0 | 86.6433 | 379.5506 | 379.5506 | 379.5506 | OK | 4.3806
114j | 31.0796 | Positive | BF | 0 | 31.0796 | 379.5506 | 379.5506 | 379.5506 | OK | 12.2122
115i | 46.7803 | Positive | BF | 0 | 46.7803 | 379.4583 | 379.4583 | 379.4583 | OK | 8.1115
115j | 71.0605 | Negative | OF | 18.5605 | 89.621 | 379.4583 | 379.4583 | 379.4583 | OK | 4.234
116i | 56.2265 | Negative | OF | 11.0525 | 67.279 | 379.5902 | 379.5902 | 379.5902 | OK | 5.642
116j | 173.9145 | Negative | OF | 11.0525 | 184.967 | 379.5902 | 379.5902 | 379.5902 | OK | 2.0522
117i | 105.5905 | Negative | OF | 5.1914 | 110.7819 | 379.7146 | 379.7145 | 379.7146 | OK | 3.4276
117j | 190.119 | Negative | OF | 5.1914 | 195.3103 | 379.7146 | 379.7145 | 379.7146 | OK | 1.9442
118i | 101.4168 | Negative | BF | 0 | 101.4168 | 379.8359 | 379.8358 | 379.8358 | OK | 3.7453
118j | 136.7773 | Negative | BF | 0 | 136.7773 | 379.8359 | 379.8358 | 379.8358 | OK | 2.777
119i | 132.5345 | Negative | BF | 0 | 132.5345 | 379.8277 | 379.8276 | 379.8276 | OK | 2.8659
119j | 148.2695 | Negative | BF | 0 | 148.2695 | 379.8277 | 379.8276 | 379.8276 | OK | 2.5617
120i | 148.2696 | Negative | BF | 0 | 148.2696 | 379.8277 | 379.8276 | 379.8276 | OK | 2.5617
120j | 135.8863 | Negative | BF | 0 | 135.8863 | 379.8277 | 379.8276 | 379.8276 | OK | 2.7952
121i | 140.2364 | Negative | BF | 0 | 140.2364 | 379.8359 | 379.8358 | 379.8358 | OK | 2.7085
121j | 112.9463 | Negative | BF | 0 | 112.9463 | 379.8359 | 379.8359 | 379.8359 | OK | 3.363
122i | 195.3524 | Negative | OF | 4.7028 | 200.0552 | 379.7435 | 379.7434 | 379.7435 | OK | 1.8982
122j | 137.3649 | Negative | OF | 4.7028 | 142.0677 | 379.7435 | 379.7434 | 379.7435 | OK | 2.673
123i | 181.5718 | Negative | OF | 7.3353 | 188.9071 | 379.7281 | 379.7281 | 379.7281 | OK | 2.0101
123j | 120.6895 | Negative | OF | 7.3353 | 128.0248 | 379.7281 | 379.7281 | 379.7281 | OK | 2.9661
124i | 182.0088 | Negative | OF | 15.8895 | 197.8983 | 379.5124 | 379.5124 | 379.5124 | OK | 1.9177
124j | 105.1084 | Negative | OF | 15.8895 | 120.9979 | 379.5124 | 379.5124 | 379.5124 | OK | 3.1365
125i | 118.8074 | Negative | OF | 18.5605 | 137.3679 | 379.4583 | 379.4583 | 379.4583 | OK | 2.7624
125j | 54.7327 | Negative | OF | 18.5605 | 73.2932 | 379.4583 | 379.4583 | 379.4583 | OK | 5.1773
126i | 54.7327 | Negative | OF | 18.5605 | 73.2932 | 379.4583 | 379.4583 | 379.4583 | OK | 5.1773
126j | 6.3754 | Negative | OF | 18.5605 | 24.9359 | 379.4583 | 379.4583 | 379.4583 | OK | 15.2174
127i | 6.8334 | Negative | OF | 18.3442 | 25.1776 | 379.5032 | 379.5032 | 379.5032 | OK | 15.0731
127j | 21.0719 | Positive | BF | 0 | 21.0719 | 379.5032 | 379.5032 | 379.5032 | OK | 18.0099
128i | 21.5871 | Positive | BF | 0 | 21.5871 | 379.5032 | 379.5032 | 379.5032 | OK | 17.5801
128j | 33.1292 | Positive | BF | 0 | 33.1292 | 379.5032 | 379.5032 | 379.5032 | OK | 11.4553
129i | 33.1293 | Positive | BF | 0 | 33.1293 | 379.5032 | 379.5031 | 379.5031 | OK | 11.4552
129j | 16.8167 | Positive | BF | 0 | 16.8167 | 379.5032 | 379.5031 | 379.5031 | OK | 22.5671
130i | 18.5452 | Positive | BF | 0 | 18.5452 | 379.5316 | 379.5315 | 379.5315 | OK | 20.4652
130j | 0.15795 | Negative | OF | 18.4719 | 18.6298 | 379.5316 | 379.5314 | 379.5316 | OK | 20.3723
131i | 0.15854 | Negative | OF | 18.4719 | 18.6304 | 379.5316 | 379.5316 | 379.5316 | OK | 20.3716
131j | 0 | Positive | BF | 0 | 0 | 379.5316 | 379.5316 | 379.5316 | OK | Inf
| 4) Checking web Bend-Buckling Resistance for slender web | [12 empty] | (강.설 4.3.3.1.1.9)
fbu ≤ ΦfFcrw
(For section with compact or noncompact web, this equation shall not be checked)
| · | Section classification
|  | Case |  |  |  |  | Section
|  | 2Dc | ≤ 5.7√(E/Fyc) |  |  |  | Compact or non-compact Web
tw
|  | 2Dc | > 5.7√(E/Fyc) |  |  |  | Slender Web
tw
여기서,
|  | Fcrw = |  | 0.9Ek | ≤ smaller (RhFyc and Fyw/0.7)
(D/tw)2
| · | Calculation of k - bend-buckling coefficient
|  | → For the unstiffened web |  |  |  | k = 9/(Dc/D)2
|  | → For one longitudinal stiffener | [11 empty] | ( A. 6.10.1.9 & 강.설 4.3.3.1.1.9)
|  | Case |  |  |  |  | k
|  | - 양쭉단이 압축 경우 |  |  |  |  | 7.2
- Otherwise
|  |  | ds/Dc ≥ 0.4 |  |  |  | 5.17/(ds/D)2 ≥ 9/(Dc/D)2
|  |  | ds/Dc < 0.4 |  |  |  | 11.64/[(Dc-ds)/D]2
|  | Dc | = | 탄성범위 내에서 웨브의 압축 측 높이
|  |  | = | YU1 - ttop for Positive moment; YL2s - tbot for Negative moment
|  | ds | = | 수평보강재 중심선과 압축플랜지 안쪽면사이의 거리
In this case, the values ds is taken as 0.2D
→ For two longitudinal stiffener, k is calculated by equations proposed in below papers
Kim, Byung Jun, et al. "Web bend-buckling strength of plate girders with two longitudinal web stiffeners."
Structural Engineering and Mechanics 69.4 (2019): 383-397.
|  | Case |  |  |  |  | k
|  | Ψ ≥ -1.0 |  | - dsc / Dc < 0.4 |  |  | 247.8 (dsc / Dc)1.8 (1 - Ψ)2.7
|  |  |  | - dsc / Dc ≥ 0.4 |  |  | 4.82 (Dc / dsc)2.5 (1 - Ψ)2.7
|  | Ψ < -1.0 |  |  |  |  | 247.8 (1 - Ψ)0.32
|  | dsc | = | distance between the center of the two longitudinal stiffeners and the inner surface of
the compression flange
|  | Ψ | = | ft / fc : stress ratio in the web panel
In this case, the distances between the first and second stiffener to the inner surface of the compression flange
are taken as 0.14D and 0.36D, thus, dsc would be 0.25D
Classification of web: S - slender web; C - compact or noncompact web
Table 7.1.10. Checking web bend-buckling resistance
Node | 정/부 | fbu |  | Dc | 분류 | ds | D | Ψ | k | Fcrw | 검토 | Ratio
| 모멘트 | 상면 | 하면 |  |  | dsc
101i | Negative | 0.00043452 | -0.00038833 | 1231.0762 | S | 650 | 2600 | -1.1189 | 315.1077 | 379.5191 | OK | 977299.3309
101j | Negative | 0.15541 | -0.13889 | 1231.0762 | S | 650 | 2600 | -1.1189 | 315.1077 | 379.5191 | OK | 2732.4306
102i | Negative | 0.15599 | -0.13941 | 1231.0762 | S | 650 | 2600 | -1.1189 | 315.1077 | 379.5191 | OK | 2722.2823
102j | Positive | -76.8045 | 68.6406 | 1368.9238 | S | 650 | 2600 | -0.89371 | 363.5852 | 379.5191 | OK | 4.9414
103i | Positive | -55.8822 | 48.2703 | 1498.0719 | S | 700 | 2800 | -0.86379 | 338.3675 | 379.5983 | OK | 6.7928
103j | Positive | -126.6911 | 109.4341 | 1498.0719 | S | 700 | 2800 | -0.86379 | 338.3675 | 379.5983 | OK | 2.9963
104i | Positive | -126.6908 | 109.4338 | 1498.0719 | S | 700 | 2800 | -0.86379 | 338.3675 | 379.5983 | OK | 2.9963
104j | Positive | -206.1881 | 178.1025 | 1498.0719 | S | 700 | 2800 | -0.86379 | 338.3675 | 379.5983 | OK | 1.841
105i | Positive | -166.2799 | 114.6546 | 1661.8832 | S | 700 | 2800 | -0.68953 | 215.3592 | 379.6407 | OK | 2.2831
105j | Positive | -219.0424 | 151.0359 | 1661.8832 | S | 700 | 2800 | -0.68953 | 215.3592 | 379.6407 | OK | 1.7332
106i | Positive | -219.0418 | 151.0354 | 1661.8832 | S | 700 | 2800 | -0.68953 | 215.3592 | 379.6407 | OK | 1.7332
106j | Positive | -255.7248 | 176.3294 | 1661.8832 | S | 700 | 2800 | -0.68953 | 215.3592 | 379.6407 | OK | 1.4846
107i | Positive | -215.3401 | 152.5298 | 1645.8661 | S | 700 | 2800 | -0.70832 | 225.7902 | 379.709 | OK | 1.7633
107j | Positive | -236.066 | 167.2104 | 1645.8661 | S | 700 | 2800 | -0.70832 | 225.7902 | 379.709 | OK | 1.6085
108i | Positive | -236.0657 | 167.2102 | 1645.8661 | S | 700 | 2800 | -0.70832 | 225.7902 | 379.709 | OK | 1.6085
108j | Positive | -242.6021 | 171.8401 | 1645.8661 | S | 700 | 2800 | -0.70832 | 225.7902 | 379.709 | OK | 1.5652
109i | Positive | -242.6024 | 171.8403 | 1645.8661 | S | 700 | 2800 | -0.70832 | 225.7902 | 379.709 | OK | 1.5651
109j | Positive | -238.7568 | 169.1164 | 1645.8661 | S | 700 | 2800 | -0.70832 | 225.7902 | 379.709 | OK | 1.5904
110i | Positive | -238.7572 | 169.1167 | 1645.8661 | S | 700 | 2800 | -0.70832 | 225.7902 | 379.709 | OK | 1.5904
110j | Positive | -221.9304 | 157.1979 | 1645.8661 | S | 700 | 2800 | -0.70832 | 225.7902 | 379.709 | OK | 1.7109
111i | Positive | -221.9307 | 157.1981 | 1645.8661 | S | 700 | 2800 | -0.70832 | 225.7902 | 379.709 | OK | 1.7109
111j | Positive | -191.8932 | 135.9219 | 1645.8661 | S | 700 | 2800 | -0.70832 | 225.7902 | 379.709 | OK | 1.9788
112i | Positive | -237.2487 | 165.0919 | 1655.1774 | S | 700 | 2800 | -0.69586 | 219.1344 | 379.6252 | OK | 1.6001
112j | Positive | -187.616 | 130.5544 | 1655.1774 | S | 700 | 2800 | -0.69586 | 219.1344 | 379.6252 | OK | 2.0234
113i | Positive | -209.2893 | 133.6558 | 1716.5944 | S | 700 | 2800 | -0.63862 | 187.0533 | 379.5506 | OK | 1.8135
113j | Positive | -135.6729 | 86.6431 | 1716.5944 | S | 700 | 2800 | -0.63862 | 187.0533 | 379.5506 | OK | 2.7975
114i | Positive | -135.6733 | 86.6433 | 1716.5944 | S | 700 | 2800 | -0.63862 | 187.0533 | 379.5506 | OK | 2.7975
114j | Positive | -48.667 | 31.0796 | 1716.5944 | S | 700 | 2800 | -0.63862 | 187.0533 | 379.5506 | OK | 7.7989
115i | Positive | -61.588 | 46.7803 | 1592.0323 | S | 700 | 2800 | -0.75957 | 259.6336 | 379.4583 | OK | 6.1612
115j | Negative | 71.0605 | -53.9753 | 1207.9677 | S | 700 | 2800 | -1.3165 | 324.2275 | 379.4583 | OK | 7.0302
116i | Negative | 56.2265 | -43.0772 | 1218.3811 | S | 703.5 | 2814 | -1.3053 | 323.7212 | 379.5902 | OK | 8.8119
116j | Negative | 173.9145 | -133.2422 | 1218.3811 | S | 703.5 | 2814 | -1.3053 | 323.7212 | 379.5902 | OK | 2.8489
117i | Negative | 105.5905 | -69.3714 | 992.1603 | S | 731 | 2924 | -1.5221 | 333.1697 | 379.7146 | OK | 5.4736
117j | Negative | 190.119 | -126.6931 | 992.1603 | S | 731 | 2924 | -1.5006 | 332.2591 | 379.7146 | OK | 2.9971
118i | Negative | 101.4168 | -97.7646 | 1289.1606 | S | 775.75 | 3103 | -1.0374 | 311.1736 | 379.8359 | OK | 3.8852
118j | Negative | 136.7773 | -133.2227 | 1289.1606 | S | 775.75 | 3103 | -1.0267 | 310.6509 | 379.8359 | OK | 2.8511
119i | Negative | 132.5345 | -125.9916 | 1288.1358 | S | 800 | 3200 | -1.0519 | 311.8842 | 379.8277 | OK | 3.0147
119j | Negative | 148.2695 | -141.6434 | 1288.1358 | S | 800 | 3200 | -1.0468 | 311.6334 | 379.8277 | OK | 2.6816
120i | Negative | 148.2696 | -141.6435 | 1288.1358 | S | 800 | 3200 | -1.0468 | 311.6335 | 379.8277 | OK | 2.6816
120j | Negative | 135.8863 | -129.357 | 1288.1358 | S | 800 | 3200 | -1.0505 | 311.8134 | 379.8277 | OK | 2.9363
121i | Negative | 140.2364 | -136.7681 | 1289.1606 | S | 775.75 | 3103 | -1.0254 | 310.5861 | 379.8359 | OK | 2.7772
121j | Negative | 112.9463 | -109.5799 | 1289.1606 | S | 775.75 | 3103 | -1.0307 | 310.8489 | 379.8359 | OK | 3.4663
122i | Negative | 195.3524 | -135.3666 | 1020.7983 | S | 731 | 2924 | -1.4431 | 329.7954 | 379.7435 | OK | 2.8053
122j | Negative | 137.3649 | -95.2121 | 1020.7983 | S | 731 | 2924 | -1.4427 | 329.7776 | 379.7435 | OK | 3.9884
123i | Negative | 181.5718 | -153.3001 | 1290.2586 | S | 703.5 | 2814 | -1.1844 | 318.1917 | 379.7281 | OK | 2.477
123j | Negative | 120.6895 | -101.8975 | 1290.2586 | S | 703.5 | 2814 | -1.1844 | 318.1917 | 379.7281 | OK | 3.7266
124i | Negative | 182.0088 | -128.2411 | 1154.0413 | S | 700 | 2800 | -1.4193 | 328.761 | 379.5124 | OK | 2.9594
124j | Negative | 105.1084 | -74.0581 | 1154.0413 | S | 700 | 2800 | -1.4193 | 328.761 | 379.5124 | OK | 5.1245
125i | Negative | 118.8074 | -90.2423 | 1207.9677 | S | 700 | 2800 | -1.3165 | 324.2275 | 379.4583 | OK | 4.2049
125j | Negative | 54.7327 | -41.5732 | 1207.9677 | S | 700 | 2800 | -1.3165 | 324.2275 | 379.4583 | OK | 9.1275
126i | Negative | 54.7327 | -41.5732 | 1207.9677 | S | 700 | 2800 | -1.3165 | 324.2275 | 379.4583 | OK | 9.1275
126j | Negative | 6.3754 | -4.8425 | 1207.9677 | S | 700 | 2800 | -1.3165 | 324.2275 | 379.4583 | OK | 78.3596
127i | Negative | 6.8334 | -6.5311 | 1373.973 | S | 700 | 2800 | -1.0463 | 311.6092 | 379.5032 | OK | 58.1069
127j | Positive | -22.0472 | 21.0719 | 1426.027 | S | 700 | 2800 | -0.95576 | 421.1169 | 379.5032 | OK | 17.2132
128i | Positive | -22.0472 | 21.5871 | 1426.027 | S | 700 | 2800 | -0.97913 | 434.8396 | 379.5032 | OK | 17.2132
128j | Positive | -34.6625 | 33.1292 | 1426.027 | S | 700 | 2800 | -0.95576 | 421.1169 | 379.5032 | OK | 10.9485
129i | Positive | -34.6626 | 33.1293 | 1426.027 | S | 700 | 2800 | -0.95576 | 421.1169 | 379.5032 | OK | 10.9485
129j | Positive | -17.595 | 16.8167 | 1426.027 | S | 700 | 2800 | -0.95576 | 421.1169 | 379.5032 | OK | 21.5688
130i | Positive | -19.4363 | 18.5452 | 1324.8744 | S | 650 | 2600 | -0.95415 | 419.7779 | 379.5316 | OK | 19.527
130j | Negative | 0.15795 | -0.15071 | 1275.1256 | S | 650 | 2600 | -1.048 | 311.6953 | 379.5316 | OK | 2518.3713
131i | Negative | 0.15854 | -0.15127 | 1275.1256 | S | 650 | 2600 | -1.048 | 311.6953 | 379.5316 | OK | 2508.9744
131j | Positive | 0 | 0 | 1324.8744 | S | 650 | 2600 | 0 | 68.775 | 272.6309 | OK | #DIV/0!
7.1.3. 웨브 검토 | [13 empty] | (강.설 4.3.3.2.3.3)
Vui ≤ ΦvVcr
여기서,
Vui = Vu/cosq
Vu = V/2 = 경사진 웨브 1개에 작용하는 계수하중에 의한 전단력
q = 연직축에 대한 웨브의 경사각
Vcr = CVp
Vp = 0.58FywDtw
Calculation of C
| · | Case | [5 empty] | C
|  | D/tw ≤ 1.12√(Ek/Fyw) | [5 empty] | 1
|  | 1.12√(Ek/Fyw) < D/tw ≤ 1.40√(Ek/Fyw) | [5 empty] | 1.12/(D/tw)√(Ek/Fyw)
|  | D/tw > 1.40√(Ek/Fyw) | [5 empty] | 1.57(Ek/Fyw)/(D/tw)2
| · | Calculation of k - shear-buckling ccoefficient
|  | Case | [5 empty] | k
|  | Unstiffened web | [5 empty] | 5
|  | Stiffened web | [5 empty] | 5+5/(d0/D)²
do = 수직보강재 간격
| · | Classification of stiffened web and unstiffened web | [10 empty] | ( ☞ 강.설 4.3.3.1.9.1(3))
|  | Case | [5 empty] | Classification
|  | 수직보강재 간격 d0 ≤ 3D and 수평보강재 없음 | [5 empty] | Stiffened web
|  | 수직보강재 간격 d0 ≤ 1.5 D and 수평보강재 있음 | [5 empty] | Stiffened web
|  | Otherwise | [5 empty] | unstiffened web
Table 7.1.11. Checking web shear
Node | Vu | cosθ | Vui | d0 | D | 분류 | k | Hw | tw | C | Vp | ΦvVcr | 검토 | Ratio
101i | 0.23125 | 0.99228 | 0.23305 | 2500 | 2600 | Stiffened | 10.408 | 2620.2338 | 12 | 0.20274 | 6474.0736 | 1312.5562 | OK | 5632.0888
101j | -24.2438 | 0.99228 | -24.4324 | 2500 | 2600 | Stiffened | 10.408 | 2620.2338 | 12 | 0.20274 | 6474.0736 | 1312.5562 | OK | 53.7219
102i | 1312.1625 | 0.99228 | 1322.374 | 2500 | 2600 | Stiffened | 10.408 | 2620.2338 | 12 | 0.20274 | 6474.0736 | 1312.5562 | NG | 0.99258
102j | 1194.225 | 0.99228 | 1203.5187 | 2500 | 2600 | Stiffened | 10.408 | 2620.2338 | 12 | 0.20274 | 6474.0736 | 1312.5562 | OK | 1.0906
103i | 1194.2 | 0.99228 | 1203.4935 | 2500 | 2800 | Stiffened | 11.272 | 2821.7902 | 12 | 0.18932 | 6972.0793 | 1319.9787 | OK | 1.0968
103j | 1075.7313 | 0.99228 | 1084.1028 | 2500 | 2800 | Stiffened | 11.272 | 2821.7902 | 12 | 0.18932 | 6972.0793 | 1319.9787 | OK | 1.2176
104i | 1022.9875 | 0.99228 | 1030.9486 | 2500 | 2800 | Stiffened | 11.272 | 2821.7902 | 12 | 0.18932 | 6972.0793 | 1319.9787 | OK | 1.2804
104j | 862.8938 | 0.99228 | 869.609 | 2500 | 2800 | Stiffened | 11.272 | 2821.7902 | 12 | 0.18932 | 6972.0793 | 1319.9787 | OK | 1.5179
105i | 862.9062 | 0.99228 | 869.6216 | 2500 | 2800 | Stiffened | 11.272 | 2821.7902 | 12 | 0.18932 | 6972.0793 | 1319.9787 | OK | 1.5179
105j | 689.15 | 0.99228 | 694.5131 | 2500 | 2800 | Stiffened | 11.272 | 2821.7902 | 12 | 0.18932 | 6972.0793 | 1319.9787 | OK | 1.9006
106i | 626.4062 | 0.99228 | 631.2811 | 2500 | 2800 | Stiffened | 11.272 | 2821.7902 | 12 | 0.18932 | 6972.0793 | 1319.9787 | OK | 2.091
106j | 452.6562 | 0.99228 | 456.1789 | 2500 | 2800 | Stiffened | 11.272 | 2821.7902 | 12 | 0.18932 | 6972.0793 | 1319.9787 | OK | 2.8936
107i | 452.6812 | 0.99228 | 456.2041 | 2500 | 2800 | Stiffened | 11.272 | 2821.7902 | 12 | 0.18932 | 6972.0793 | 1319.9787 | OK | 2.8934
107j | 271.35 | 0.99228 | 273.4617 | 2500 | 2800 | Stiffened | 11.272 | 2821.7902 | 12 | 0.18932 | 6972.0793 | 1319.9787 | OK | 4.8269
108i | 204.825 | 0.99228 | 206.419 | 2500 | 2800 | Stiffened | 11.272 | 2821.7902 | 12 | 0.18932 | 6972.0793 | 1319.9787 | OK | 6.3947
108j | 23.4938 | 0.99228 | 23.6766 | 2500 | 2800 | Stiffened | 11.272 | 2821.7902 | 12 | 0.18932 | 6972.0793 | 1319.9787 | OK | 55.7504
109i | 23.4938 | 0.99228 | 23.6766 | 2500 | 2800 | Stiffened | 11.272 | 2821.7902 | 12 | 0.18932 | 6972.0793 | 1319.9787 | OK | 55.7504
109j | -157.8375 | 0.99228 | -159.0658 | 2500 | 2800 | Stiffened | 11.272 | 2821.7902 | 12 | 0.18932 | 6972.0793 | 1319.9787 | OK | 8.2983
110i | -203.2313 | 0.99228 | -204.8128 | 2500 | 2800 | Stiffened | 11.272 | 2821.7902 | 12 | 0.18932 | 6972.0793 | 1319.9787 | OK | 6.4448
110j | -384.5625 | 0.99228 | -387.5552 | 2500 | 2800 | Stiffened | 11.272 | 2821.7902 | 12 | 0.18932 | 6972.0793 | 1319.9787 | OK | 3.4059
111i | -433.9687 | 0.99228 | -437.346 | 2500 | 2800 | Stiffened | 11.272 | 2821.7902 | 12 | 0.18932 | 6972.0793 | 1319.9787 | OK | 3.0182
111j | -615.3 | 0.99228 | -620.0884 | 2500 | 2800 | Stiffened | 11.272 | 2821.7902 | 12 | 0.18932 | 6972.0793 | 1319.9787 | OK | 2.1287
112i | -615.325 | 0.99228 | -620.1136 | 2500 | 2800 | Stiffened | 11.272 | 2821.7902 | 12 | 0.18932 | 6972.0793 | 1319.9787 | OK | 2.1286
112j | -787.025 | 0.99228 | -793.1498 | 2500 | 2800 | Stiffened | 11.272 | 2821.7902 | 12 | 0.18932 | 6972.0793 | 1319.9787 | OK | 1.6642
113i | -847.5125 | 0.99228 | -854.108 | 2500 | 2800 | Stiffened | 11.272 | 2821.7902 | 12 | 0.18932 | 6972.0793 | 1319.9787 | OK | 1.5454
113j | -1017.1063 | 0.99228 | -1025.0216 | 2500 | 2800 | Stiffened | 11.272 | 2821.7902 | 12 | 0.18932 | 6972.0793 | 1319.9787 | OK | 1.2878
114i | -1017.0813 | 0.99228 | -1024.9964 | 2500 | 2800 | Stiffened | 11.272 | 2821.7902 | 12 | 0.18932 | 6972.0793 | 1319.9787 | OK | 1.2878
114j | -1186.6813 | 0.99228 | -1195.9163 | 2500 | 2800 | Stiffened | 11.272 | 2821.7902 | 12 | 0.18932 | 6972.0793 | 1319.9787 | OK | 1.1037
115i | -1248.8062 | 0.99228 | -1258.5247 | 2500 | 2800 | Stiffened | 11.272 | 2821.7902 | 12 | 0.18932 | 6972.0793 | 1319.9787 | OK | 1.0488
115j | -1406.1 | 0.99228 | -1417.0426 | 2500 | 2800 | Stiffened | 11.272 | 2821.7902 | 12 | 0.18932 | 6972.0793 | 1319.9787 | NG | 0.9315
116i | -1406.1125 | 0.99229 | -1417.0397 | 2500 | 2814 | Stiffened | 11.3349 | 2835.8682 | 12 | 0.18849 | 7006.8631 | 1320.7525 | NG | 0.93205
116j | -1570.7938 | 0.99229 | -1583.0007 | 2500 | 2814 | Stiffened | 11.3349 | 2835.8682 | 12 | 0.18849 | 7006.8631 | 1320.7525 | NG | 0.83433
117i | -1645.4062 | 0.99228 | -1658.2112 | 2500 | 2924 | Stiffened | 11.8398 | 2946.7552 | 12 | 0.18235 | 7280.8428 | 1327.6749 | NG | 0.80067
117j | -1871.9875 | 0.99228 | -1886.5557 | 2500 | 2924 | Stiffened | 11.8398 | 2946.7552 | 12 | 0.18235 | 7280.8428 | 1327.6749 | NG | 0.70376
118i | -1872.0375 | 0.99227 | -1886.6155 | 2500 | 3103 | Stiffened | 12.7029 | 3127.1637 | 14 | 0.23645 | 9014.3622 | 2131.4879 | OK | 1.1298
118j | -2063.0312 | 0.99227 | -2079.0965 | 2500 | 3103 | Stiffened | 12.7029 | 3127.1637 | 14 | 0.23645 | 9014.3622 | 2131.4879 | OK | 1.0252
119i | -2062.875 | 0.99228 | -2078.9287 | 2500 | 3200 | Stiffened | 13.192 | 3224.9031 | 14 | 0.2309 | 9296.1057 | 2146.471 | OK | 1.0325
119j | -2147.9875 | 0.99228 | -2164.7036 | 2500 | 3200 | Stiffened | 13.192 | 3224.9031 | 14 | 0.2309 | 9296.1057 | 2146.471 | NG | 0.99158
120i | 1699.8125 | 0.99228 | 1713.0408 | 2500 | 3200 | Stiffened | 13.192 | 3224.9031 | 14 | 0.2309 | 9296.1057 | 2146.471 | OK | 1.253
120j | 1614.7 | 0.99228 | 1627.2659 | 2500 | 3200 | Stiffened | 13.192 | 3224.9031 | 14 | 0.2309 | 9296.1057 | 2146.471 | OK | 1.3191
121i | 1614.6625 | 0.99227 | 1627.2362 | 2500 | 3103 | Stiffened | 12.7029 | 3127.1637 | 14 | 0.23645 | 9014.3622 | 2131.4879 | OK | 1.3099
121j | 1424.1625 | 0.99227 | 1435.2528 | 2500 | 3103 | Stiffened | 12.7029 | 3127.1637 | 14 | 0.23645 | 9014.3622 | 2131.4879 | OK | 1.4851
122i | 1424.1688 | 0.99228 | 1435.2519 | 2500 | 2924 | Stiffened | 11.8398 | 2946.7552 | 12 | 0.18235 | 7280.8428 | 1327.6749 | NG | 0.92505
122j | 1194.0125 | 0.99228 | 1203.3046 | 2500 | 2924 | Stiffened | 11.8398 | 2946.7552 | 12 | 0.18235 | 7280.8428 | 1327.6749 | OK | 1.1034
123i | 1125.8813 | 0.99229 | 1134.6307 | 2500 | 2814 | Stiffened | 11.3349 | 2835.8682 | 12 | 0.18849 | 7006.8631 | 1320.7525 | OK | 1.164
123j | 951.2563 | 0.99229 | 958.6487 | 2500 | 2814 | Stiffened | 11.3349 | 2835.8682 | 12 | 0.18849 | 7006.8631 | 1320.7525 | OK | 1.3777
124i | 951.25 | 0.99228 | 958.6528 | 2500 | 2800 | Stiffened | 11.272 | 2821.7902 | 12 | 0.18932 | 6972.0793 | 1319.9787 | OK | 1.3769
124j | 788.4813 | 0.99228 | 794.6174 | 2500 | 2800 | Stiffened | 11.272 | 2821.7902 | 12 | 0.18932 | 6972.0793 | 1319.9787 | OK | 1.6612
125i | 719.8563 | 0.99228 | 725.4583 | 2500 | 2800 | Stiffened | 11.272 | 2821.7902 | 12 | 0.18932 | 6972.0793 | 1319.9787 | OK | 1.8195
125j | 562.5625 | 0.99228 | 566.9405 | 2500 | 2800 | Stiffened | 11.272 | 2821.7902 | 12 | 0.18932 | 6972.0793 | 1319.9787 | OK | 2.3282
126i | 562.5688 | 0.99228 | 566.9468 | 2500 | 2800 | Stiffened | 11.272 | 2821.7902 | 12 | 0.18932 | 6972.0793 | 1319.9787 | OK | 2.3282
126j | 405.275 | 0.99228 | 408.4289 | 2500 | 2800 | Stiffened | 11.272 | 2821.7902 | 12 | 0.18932 | 6972.0793 | 1319.9787 | OK | 3.2318
127i | 345.575 | 0.99228 | 348.2643 | 2500 | 2800 | Stiffened | 11.272 | 2821.7902 | 12 | 0.18932 | 6972.0793 | 1319.9787 | OK | 3.7902
127j | 193.7188 | 0.99228 | 195.2263 | 2500 | 2800 | Stiffened | 11.272 | 2821.7902 | 12 | 0.18932 | 6972.0793 | 1319.9787 | OK | 6.7613
128i | 193.7188 | 0.99228 | 195.2263 | 2500 | 2800 | Stiffened | 11.272 | 2821.7902 | 12 | 0.18932 | 6972.0793 | 1319.9787 | OK | 6.7613
128j | 41.8563 | 0.99228 | 42.182 | 2500 | 2800 | Stiffened | 11.272 | 2821.7902 | 12 | 0.18932 | 6972.0793 | 1319.9787 | OK | 31.2925
129i | -24.9 | 0.99228 | -25.0938 | 2500 | 2800 | Stiffened | 11.272 | 2821.7902 | 12 | 0.18932 | 6972.0793 | 1319.9787 | OK | 52.6018
129j | -221.4062 | 0.99228 | -223.1293 | 2500 | 2800 | Stiffened | 11.272 | 2821.7902 | 12 | 0.18932 | 6972.0793 | 1319.9787 | OK | 5.9158
130i | -221.4062 | 0.99228 | -223.1293 | 2500 | 2600 | Stiffened | 10.408 | 2620.2338 | 12 | 0.20274 | 6474.0736 | 1312.5562 | OK | 5.8825
130j | -349.6812 | 0.99228 | -352.4025 | 2500 | 2600 | Stiffened | 10.408 | 2620.2338 | 12 | 0.20274 | 6474.0736 | 1312.5562 | OK | 3.7246
131i | 24.3375 | 0.99228 | 24.5269 | 2500 | 2600 | Stiffened | 10.408 | 2620.2338 | 12 | 0.20274 | 6474.0736 | 1312.5562 | OK | 53.515
131j | 0.00625 | 0.99228 | 0.0062986 | 2500 | 2600 | Stiffened | 10.408 | 2620.2338 | 12 | 0.20274 | 6474.0736 | 1312.5562 | OK | 208387.284
Fforms
Bracket
Fwet con'c

V
Vh
Fh
θ
수평보강재
w1 w2
종리브
Vu Vui

𝑓_𝑙1=(1.25𝑀_𝑙𝑤+1.25𝑀_𝑙𝑜+1.5〖0𝑀〗_𝑙𝑓+1.50𝑀_𝑙𝑐)/𝑆_𝑙
b_fc/√(12(1+(D_c t_w)/(3b_fc t_fc )) )
(5.34+2.84(I_s/(wt_fc^3 ))^(1/3))/〖(n+1)〗^2 ≤5.34
Lateral uniformly distributed load w
Lb
Lb
M = wLb2/12
M = wLb2/12
Note on M93: Leave blank for the straight bridge
Note on C380: Box flange / Open flange
Note on M380: OF = Open flange
Note on C581: Box flange / Open flange
Note on J581: BF = box flange
Note on K581: This value for all OF and BF (compressive flange)
Note on D657: Box flange / Open flange
Note on F657: Referred to Checking web Bend-Buckling Resistance Section (next section)
Note on D724: Box flange / Open flange

## ULS
7.2. 강도한계상태 | [12 empty] | ( ☞ 강.설 4.3.3.2.6 )
검토내용
연성요
[6 empty] | Dp ≤ 0.42Dt | [5 empty] | (강.설 4.3-158)
콘크리트
[6 empty] | fdeck ≤ 0.6f'c | [5 empty] | (강.설 4.3.3.2.7.2)
fbot con'c ≤ 0.6f'c
| Flexure (Non-compact section) | [10 empty] | (강.설 4.3-254)
| 압축플랜지 |  |  |  |  | fbu ≤ ΦfFnc | [5 empty] | (강.설 4.3-255)
| 인장플랜지 |  |  |  |  | fbu ≤ ΦfFnt
Flexure (Compact section)
[6 empty] | Mu ≤ ΦfMn | [5 empty] | (강.설 4.3-253)
웨브
[6 empty] | Vui ≤ ΦvVn | [5 empty] | (강.설 4.3-179)
7.2.1. YPNA, MP for plastic moment 산정 | [12 empty] | ( ☞ 강.설 B.1 )
| Pt | = | Fytbttt |  | Tension flange
| Pc | = | Fycbctc |  | Compression flange
| Pw | = | 2Fyw(D/cosθ)tw |  | Web
| Pbot | = | 0.85f'cAbot |  | Bottom concrete
| Ps | = | 0.85f'cbsts |  | Deck concrete
| Prt | = | FyrtArt |  | Top rebar in deck slab
| Prb | = | FyrbArb |  | Bottom rebar in deck slab
| Pst | = | FystAst |  | Top Rib
| Psb | = | FysbAsb |  | Bottom Rib
| ∑Pr | = |  |  | Total area of rebar in bottom concrete
| ts, th | = |  |  | deck slab and haunch 두께
| D | = |  |  | web depth
| Hst, Hsb | = |  |  | Top rib and bottom rib depth
| Crt Crb | = |  |  | Distance from top deck slab to top the centerline of top / bottom layer rebar
| Hc | = |  |  | 내부 con'c depth
| dr | = | Hc/2 |  | Distance from bottom concrete rebar to PNA
1) 일반 Cases
· 정모멘트
| Location |  |  |  | 조건 / YPNA / MP |  |  |  |  | Distance from YPNA to mems
(1) | In Web | [8 empty] | dc = Y + tc/2
Pt +Psb + (D-2Hst)Pw/D + ∑Pr ³ Pst + Pc + Ps + Prb + Prt | [9 empty] | dt = D - Y + tt/2
dsb = D - Y - Hsb/2
dst = Y - Hst/2
ds = Y + th + ts/2
drb = Y + th + ts - crb
drt = Y + th + ts - crt
dr = D - Y - Hc/2
(2) | In Top Flange | [8 empty] | dt = tc - Y + D + tt/2
Pt +Psb+ ∑Pr + Pw + Pst + Pc ³ Ps + Prb + Prt | [9 empty] | dw = tc - Y + D/2
dst = tc - Y + Hst/2
dsb = tc - Y + D - Hsb/2
ds = ts/2 + th - tc + Y
drb = ts - crb + th - tc + Y
drt = ts - crt +th - tc + Y
dr = tc - Y + D - Hc/2
(3) | Below Prb | [8 empty] | dc = ts + th - Y - tc/2
Pt + Psb + ∑Pr + Pw + Pst + Pc ³ (crb/ts)Ps +Prb+Prt | [9 empty] | dt = ts + th - Y + D + tt/2
dw = ts + th - Y + D/2
dst = ts + th - Y + Hst/2
dsb = ts + th - Y + D - Hsb/2
drb = Y - crb
drt = Y - crt
dr = ts + th - Y + D - Hc/2
(4) | At Prb | [8 empty] | dc = ts + th - Y - tc/2
Pt + Psb + ∑Pr+ Pw + Pst + Pc + Prb ³ (crb/ts)Ps + Prt | [9 empty] | dt = ts + th - Y + D + tt/2
dw = ts + th - Y + D/2
Y = crb | [9 empty] | dst = ts + th - Y + Hst/2
dsb = ts + th - Y + D - Hsb/2
drt = Y - crt
dr = ts + th - Y + D - Hc/2
(5) | Above Prb | [8 empty] | dc = ts + th - Y - tc/2
Pt + Psb + ∑Pr + Pw + Pst + Pc + Prb ³ (crt/ts)Ps + Prt | [9 empty] | dt = ts + th - Y + D + tt/2
dw = ts + th - Y + D/2
dsb = ts + th - Y + D - Hsb/2
dst = ts + th - Y + Hst/2
drb = crb - Y
drt = Y - crt
dr = ts + th - Y + D - Hc/2
(6) | At Prt | [8 empty] | dc = ts + th - Y - tc/2
Pt + Psb + ∑Pr + Pw + Pst + Pc + Prb + Prt ³ (crt/ts)Ps | [9 empty] | dt = ts + th - Y + D + tt/2
dw = ts + th - Y + D/2
Y = crt | [9 empty] | dsb = ts + th - Y + D - H2/2
dst = ts + th - Y + H1/2
drb =crb - Y
dr = ts + th - Y + D - Hc/2
(7) | Above Prt | [8 empty] | dc = ts + th - Y - tc/2
Pt + Psb + ∑Pr + Pw + Pst + Pc + Prb + Prt < (crt/ts)Ps | [9 empty] | dt = ts + th - Y + D + tt/2
dw = ts + th - Y + D/2
dsb = ts + th - Y + D - Hsb/2
dst = ts + th - Y + Hst/2
drb = crb - Y
drt = crt - Y
dr = ts + th - Y + D - Hc/2
· 부모멘트
| Location |  |  |  | 조건 / YPNA / MP |  |  |  |  | Distance from YPNA to mems
(8) | In Web | [8 empty] | dc = D - Y + tc/2
Pc + Psb + ∑Pr + Pbot +(D-Hst)Pw/D ³ Pst + Pt + Prb + Prt | [9 empty] | dt = Y + tt/2
dst = Y - Hst/2
dsb = D - Y - Hsb/2
drb = Y + th + ts - crb
drt = Y + th + ts - crt
dbot = D - Y - Hc/2
dr = D - Y - Hc/2
(9) | In Top Flange | [8 empty] | dc = tt - Y + D + tc/2
Pc + Psb + ∑Pr + Pbot + Pw + Pst + Pt ³ Prb + Prt | [9 empty] | dw = tt - Y + D/2
ds = ts/2 + th - tt + Y
dsb = tt - Y + D - Hsb/2
dst = tt - Y + Hst/2
drb = ts + th - crb - tt + Y
drt = ts - crt - tt + Y
dbot = dr = tt - Y + D - Hc/2
2) 우경 Cases
· 정모멘트
| Location |  |  |  | 조건 / YPNA / MP |  |  |  |  | Distance from YPNA to mems
(a) | In Top Rib | [8 empty] | dc = Y + tc/2
Pt +Psb + ∑Pr + Pw + Pst ³ Pc + Ps + Prb + Prt | [9 empty] | dt = D - Y + tt/2
dsb = D - Y - Hsb/2
ds = Y + th + ts/2
drt = Y + ts +th - crt
drb = Y + th + ts - crb
dr = D - Y - Hc/2
· 부모멘트
| Location |  |  |  | 조건 / YPNA / MP |  |  |  |  | Distance from YPNA to mems
(b) | In Bot Rib | [8 empty] | dc = D - Y + tc/2
Pc + Psb + (Hsb/Hc)Pbot + (Hsb/D)Pw ³ (D - Hsb)Pw/D + Pst + Pt + Prb + Prt | [9 empty] | dt = Y + tt/2
dst = Y - Hst/2
drb = Y + th + ts - crb
drt = Y + th + ts - crt
dr = D - Y - Hc/2
(c) | In Bot Con'c | [8 empty] | dc = D - Y + tc/2
Pc + Psb + Pbot + (Hc/D)Pw ³ (D - Hc)Pw/D + Pst + Pt + Prb + Prt | [9 empty] | dt = Y + tt/2
dst = Y - Hst/2
dsb = D - Y - Hsb/2
drb = Y + th + ts - crb
drt = Y + th + ts - crt
dr = D - Y - Hc/2
(d) | In Top Rib | [8 empty] | dc = D - Y + tc/2
Pc + Psb + ∑Pr+ Pbot + Pw + Pst ³ Pt + Prb + Prt | [9 empty] | dt = Y + tt/2
dsb = D - Y - Hsb/2
drb = Y + th + ts - crb
drt = Y + th + ts - crt
dbot = D - Y - Hc/2
dr = D - Y - Hc/2
Table 7.2.1. Calculation YPNA and Mp for plastic moment
Node | Pt | Pw | Pc | Ps | Psb | Pst | Prb | Prt | ∑Pr | Pbot | PNA | YPNA | Mp |  |  |  | YPNA for 14 cases | [13 empty] | Distance from YPAN to center of members | [11 empty] | Plastic moment for 14 cases
[11 empty] | location |  |  | 1 | a | 2 | 3 | 4 | 5 | 6 | 7 | b | c | 8 | d | 9 | dt | dw | dc | ds | dsb | dst | drb | drt | dbot | dr | 1 | a | 2 | 3 | 4 | 5 | 6 | 7 | b | c | 8 | d | 9
101i | 8846.4 | 22324.3917 | 8360 | 47019.875 | 1945.6 | 0 | 2171.4688 | 3062.1104 | 0 | 0 | 8 | 1136.8577 | 46794.7352 | -1601.2164 | -1601.2164 | -14.1803 | 223.5313 | 250 | 250.3169 | 50 | 288.0886 | 1900.6665 | 1136.8577 | 1136.8577 | 1136.8577 | 47.6879 | 1469.1423 | 163.1423 | 1147.8577 | 1281.8577 | 1383.1423 | 1136.8577 | 1176.8577 | 1376.8577 | 1463.1423 | 1463.1423 | 107067523.2287 | 107067523.2287 | 568091182.7911 | 140474337.9859 | 137918828.1931 | 140474337.9859 | 136258247.8077 | 140474337.9859 | 67444602.6776 | 46794735.1509 | 46794735.1509 | 46794735.1509 | 507818394.7133
101j | 8846.4 | 22324.3917 | 8360 | 47019.875 | 1945.6 | 0 | 2171.4688 | 3062.1104 | 0 | 0 | 8 | 1136.8577 | 46794.7352 | -1601.2164 | -1601.2164 | -14.1803 | 223.5313 | 250 | 250.3169 | 50 | 288.0886 | 1900.6665 | 1136.8577 | 1136.8577 | 1136.8577 | 47.6879 | 1469.1423 | 163.1423 | 1147.8577 | 1281.8577 | 1383.1423 | 1136.8577 | 1176.8577 | 1376.8577 | 1463.1423 | 1463.1423 | 107067523.2287 | 107067523.2287 | 568091182.7911 | 140474337.9859 | 137918828.1931 | 140474337.9859 | 136258247.8077 | 140474337.9859 | 67444602.6776 | 46794735.1509 | 46794735.1509 | 46794735.1509 | 507818394.7133
102i | 8846.4 | 22324.3917 | 8360 | 47019.875 | 1945.6 | 0 | 2171.4688 | 3062.1104 | 0 | 0 | 8 | 1136.8577 | 46794.7352 | -1601.2164 | -1601.2164 | -14.1803 | 223.5313 | 250 | 250.3169 | 50 | 288.0886 | 1900.6665 | 1136.8577 | 1136.8577 | 1136.8577 | 47.6879 | 1469.1423 | 163.1423 | 1147.8577 | 1281.8577 | 1383.1423 | 1136.8577 | 1176.8577 | 1376.8577 | 1463.1423 | 1463.1423 | 107067523.2287 | 107067523.2287 | 568091182.7911 | 140474337.9859 | 137918828.1931 | 140474337.9859 | 136258247.8077 | 140474337.9859 | 67444602.6776 | 46794735.1509 | 46794735.1509 | 46794735.1509 | 507818394.7133
102j | 8846.4 | 22324.3917 | 8360 | 47019.875 | 1945.6 | 0 | 2171.4688 | 3062.1104 | 0 | 0 | 4 | 250 | 64224.6542 | -1601.2164 | -1601.2164 | -14.1803 | 223.5313 | 250 | 250.3169 | 50 | 288.0886 | 1900.6665 | 1136.8577 | 1136.8577 | 1136.8577 | 47.6879 | 2646 | 1340 | 29 | 105 | 2560 | 40 | 0 | 200 | 0 | 2640 | 58157514.6686 | 58157514.6686 | 85604464.2316 | 64224654.2316 | 64224654.2316 | 64224654.2316 | 63612232.1598 | 64224654.2316 | 110976779.7936 | 53220427.7936 | 53220427.7936 | 53220427.7936 | 80667377.3566
103i | 13269.6 | 24041.6526 | 11400 | 47451.25 | 1945.6 | 0 | 2171.4688 | 3062.1104 | 0 | 0 | 3 | 277.6059 | 83743.2811 | -1445.7894 | -1445.7894 | -2.6684 | 277.6059 | 250 | 304.148 | 50 | 341.5764 | 2092.6154 | 1317.4046 | 1317.4046 | 1317.4046 | 59.7675 | 2821.3941 | 1412.3941 | -2.6059 | 132.6059 | 2732.3941 | 12.3941 | 27.6059 | 227.6059 | 0 | 2812.3941 | 77420338.5333 | 77420338.5333 | 110051437.6002 | 83743281.1149 | 83683335.6568 | 83743281.1149 | 83046326.5806 | 83743281.1149 | 138427609.2274 | 71128020.4962 | 71128020.4962 | 71128020.4962 | 103759119.563
103j | 13269.6 | 24041.6526 | 11400 | 47451.25 | 1945.6 | 0 | 2171.4688 | 3062.1104 | 0 | 0 | 3 | 277.6059 | 83743.2811 | -1445.7894 | -1445.7894 | -2.6684 | 277.6059 | 250 | 304.148 | 50 | 341.5764 | 2092.6154 | 1317.4046 | 1317.4046 | 1317.4046 | 59.7675 | 2821.3941 | 1412.3941 | -2.6059 | 132.6059 | 2732.3941 | 12.3941 | 27.6059 | 227.6059 | 0 | 2812.3941 | 77420338.5333 | 77420338.5333 | 110051437.6002 | 83743281.1149 | 83683335.6568 | 83743281.1149 | 83046326.5806 | 83743281.1149 | 138427609.2274 | 71128020.4962 | 71128020.4962 | 71128020.4962 | 103759119.563
104i | 13269.6 | 24041.6526 | 11400 | 47451.25 | 1945.6 | 0 | 2171.4688 | 3062.1104 | 0 | 0 | 3 | 277.6059 | 83743.2811 | -1445.7894 | -1445.7894 | -2.6684 | 277.6059 | 250 | 304.148 | 50 | 341.5764 | 2092.6154 | 1317.4046 | 1317.4046 | 1317.4046 | 59.7675 | 2821.3941 | 1412.3941 | -2.6059 | 132.6059 | 2732.3941 | 12.3941 | 27.6059 | 227.6059 | 0 | 2812.3941 | 77420338.5333 | 77420338.5333 | 110051437.6002 | 83743281.1149 | 83683335.6568 | 83743281.1149 | 83046326.5806 | 83743281.1149 | 138427609.2274 | 71128020.4962 | 71128020.4962 | 71128020.4962 | 103759119.563
104j | 13269.6 | 24041.6526 | 11400 | 47451.25 | 1945.6 | 0 | 2171.4688 | 3062.1104 | 0 | 0 | 3 | 277.6059 | 83743.2811 | -1445.7894 | -1445.7894 | -2.6684 | 277.6059 | 250 | 304.148 | 50 | 341.5764 | 2092.6154 | 1317.4046 | 1317.4046 | 1317.4046 | 59.7675 | 2821.3941 | 1412.3941 | -2.6059 | 132.6059 | 2732.3941 | 12.3941 | 27.6059 | 227.6059 | 0 | 2812.3941 | 77420338.5333 | 77420338.5333 | 110051437.6002 | 83743281.1149 | 83683335.6568 | 83743281.1149 | 83046326.5806 | 83743281.1149 | 138427609.2274 | 71128020.4962 | 71128020.4962 | 71128020.4962 | 103759119.563
105i | 25064.8 | 24041.6526 | 14440 | 47451.25 | 1945.6 | 0 | 2171.4688 | 3062.1104 | 0 | 0 | 2 | 16.8516 | 117364.4871 | -935.9543 | -935.9543 | 16.8516 | 368.2718 | 250 | 394.8138 | 50 | 432.2422 | 2303.6217 | 1827.2397 | 1827.2397 | 1827.2397 | 79.2875 | 2838.1484 | 1421.1484 | 2.1484 | 123.8516 | 2741.1484 | 21.1484 | 18.8516 | 218.8516 | 2821.1484 | 2821.1484 | 116345431.4081 | 116345431.4081 | 117364487.0616 | 111402895.0474 | 111361959.3642 | 111402895.0474 | 110732747.266 | 111402895.0474 | 194066419.8354 | 110468517.7113 | 110468517.7113 | 110468517.7113 | 111487573.3648
105j | 25064.8 | 24041.6526 | 14440 | 47451.25 | 1945.6 | 0 | 2171.4688 | 3062.1104 | 0 | 0 | 2 | 16.8516 | 117364.4871 | -935.9543 | -935.9543 | 16.8516 | 368.2718 | 250 | 394.8138 | 50 | 432.2422 | 2303.6217 | 1827.2397 | 1827.2397 | 1827.2397 | 79.2875 | 2838.1484 | 1421.1484 | 2.1484 | 123.8516 | 2741.1484 | 21.1484 | 18.8516 | 218.8516 | 2821.1484 | 2821.1484 | 116345431.4081 | 116345431.4081 | 117364487.0616 | 111402895.0474 | 111361959.3642 | 111402895.0474 | 110732747.266 | 111402895.0474 | 194066419.8354 | 110468517.7113 | 110468517.7113 | 110468517.7113 | 111487573.3648
106i | 25064.8 | 24041.6526 | 14440 | 47451.25 | 1945.6 | 0 | 2171.4688 | 3062.1104 | 0 | 0 | 2 | 16.8516 | 117364.4871 | -935.9543 | -935.9543 | 16.8516 | 368.2718 | 250 | 394.8138 | 50 | 432.2422 | 2303.6217 | 1827.2397 | 1827.2397 | 1827.2397 | 79.2875 | 2838.1484 | 1421.1484 | 2.1484 | 123.8516 | 2741.1484 | 21.1484 | 18.8516 | 218.8516 | 2821.1484 | 2821.1484 | 116345431.4081 | 116345431.4081 | 117364487.0616 | 111402895.0474 | 111361959.3642 | 111402895.0474 | 110732747.266 | 111402895.0474 | 194066419.8354 | 110468517.7113 | 110468517.7113 | 110468517.7113 | 111487573.3648
106j | 25064.8 | 24041.6526 | 14440 | 47451.25 | 1945.6 | 0 | 2171.4688 | 3062.1104 | 0 | 0 | 2 | 16.8516 | 117364.4871 | -935.9543 | -935.9543 | 16.8516 | 368.2718 | 250 | 394.8138 | 50 | 432.2422 | 2303.6217 | 1827.2397 | 1827.2397 | 1827.2397 | 79.2875 | 2838.1484 | 1421.1484 | 2.1484 | 123.8516 | 2741.1484 | 21.1484 | 18.8516 | 218.8516 | 2821.1484 | 2821.1484 | 116345431.4081 | 116345431.4081 | 117364487.0616 | 111402895.0474 | 111361959.3642 | 111402895.0474 | 110732747.266 | 111402895.0474 | 194066419.8354 | 110468517.7113 | 110468517.7113 | 110468517.7113 | 111487573.3648
107i | 29488 | 24041.6526 | 18240 | 47451.25 | 1945.6 | 0 | 2171.4688 | 3062.1104 | 0 | 0 | 2 | 23.0597 | 130042.6417 | -899.6639 | -899.6639 | 23.0597 | 418.5282 | 250 | 445.0702 | 50 | 482.4986 | 2318.6412 | 1863.5301 | 1863.5301 | 1863.5301 | 75.0896 | 2836.9403 | 1416.9403 | 3.0597 | 128.0597 | 2736.9403 | 16.9403 | 23.0597 | 223.0597 | 2816.9403 | 2816.9403 | 128954680.9368 | 128954680.9368 | 130042641.7116 | 123878693.3249 | 123828619.9596 | 123878693.3249 | 123195659.9839 | 123878693.3249 | 206076525.549 | 122878089.2936 | 122878089.2936 | 122878089.2936 | 123966050.0684
107j | 29488 | 24041.6526 | 18240 | 47451.25 | 1945.6 | 0 | 2171.4688 | 3062.1104 | 0 | 0 | 2 | 23.0597 | 130042.6417 | -899.6639 | -899.6639 | 23.0597 | 418.5282 | 250 | 445.0702 | 50 | 482.4986 | 2318.6412 | 1863.5301 | 1863.5301 | 1863.5301 | 75.0896 | 2836.9403 | 1416.9403 | 3.0597 | 128.0597 | 2736.9403 | 16.9403 | 23.0597 | 223.0597 | 2816.9403 | 2816.9403 | 128954680.9368 | 128954680.9368 | 130042641.7116 | 123878693.3249 | 123828619.9596 | 123878693.3249 | 123195659.9839 | 123878693.3249 | 206076525.549 | 122878089.2936 | 122878089.2936 | 122878089.2936 | 123966050.0684
108i | 29488 | 24041.6526 | 18240 | 47451.25 | 1945.6 | 0 | 2171.4688 | 3062.1104 | 0 | 0 | 2 | 23.0597 | 130042.6417 | -899.6639 | -899.6639 | 23.0597 | 418.5282 | 250 | 445.0702 | 50 | 482.4986 | 2318.6412 | 1863.5301 | 1863.5301 | 1863.5301 | 75.0896 | 2836.9403 | 1416.9403 | 3.0597 | 128.0597 | 2736.9403 | 16.9403 | 23.0597 | 223.0597 | 2816.9403 | 2816.9403 | 128954680.9368 | 128954680.9368 | 130042641.7116 | 123878693.3249 | 123828619.9596 | 123878693.3249 | 123195659.9839 | 123878693.3249 | 206076525.549 | 122878089.2936 | 122878089.2936 | 122878089.2936 | 123966050.0684
108j | 29488 | 24041.6526 | 18240 | 47451.25 | 1945.6 | 0 | 2171.4688 | 3062.1104 | 0 | 0 | 2 | 23.0597 | 130042.6417 | -899.6639 | -899.6639 | 23.0597 | 418.5282 | 250 | 445.0702 | 50 | 482.4986 | 2318.6412 | 1863.5301 | 1863.5301 | 1863.5301 | 75.0896 | 2836.9403 | 1416.9403 | 3.0597 | 128.0597 | 2736.9403 | 16.9403 | 23.0597 | 223.0597 | 2816.9403 | 2816.9403 | 128954680.9368 | 128954680.9368 | 130042641.7116 | 123878693.3249 | 123828619.9596 | 123878693.3249 | 123195659.9839 | 123878693.3249 | 206076525.549 | 122878089.2936 | 122878089.2936 | 122878089.2936 | 123966050.0684
109i | 29488 | 24041.6526 | 18240 | 47451.25 | 1945.6 | 0 | 2171.4688 | 3062.1104 | 0 | 0 | 2 | 23.0597 | 130042.6417 | -899.6639 | -899.6639 | 23.0597 | 418.5282 | 250 | 445.0702 | 50 | 482.4986 | 2318.6412 | 1863.5301 | 1863.5301 | 1863.5301 | 75.0896 | 2836.9403 | 1416.9403 | 3.0597 | 128.0597 | 2736.9403 | 16.9403 | 23.0597 | 223.0597 | 2816.9403 | 2816.9403 | 128954680.9368 | 128954680.9368 | 130042641.7116 | 123878693.3249 | 123828619.9596 | 123878693.3249 | 123195659.9839 | 123878693.3249 | 206076525.549 | 122878089.2936 | 122878089.2936 | 122878089.2936 | 123966050.0684
109j | 29488 | 24041.6526 | 18240 | 47451.25 | 1945.6 | 0 | 2171.4688 | 3062.1104 | 0 | 0 | 2 | 23.0597 | 130042.6417 | -899.6639 | -899.6639 | 23.0597 | 418.5282 | 250 | 445.0702 | 50 | 482.4986 | 2318.6412 | 1863.5301 | 1863.5301 | 1863.5301 | 75.0896 | 2836.9403 | 1416.9403 | 3.0597 | 128.0597 | 2736.9403 | 16.9403 | 23.0597 | 223.0597 | 2816.9403 | 2816.9403 | 128954680.9368 | 128954680.9368 | 130042641.7116 | 123878693.3249 | 123828619.9596 | 123878693.3249 | 123195659.9839 | 123878693.3249 | 206076525.549 | 122878089.2936 | 122878089.2936 | 122878089.2936 | 123966050.0684
110i | 29488 | 24041.6526 | 18240 | 47451.25 | 1945.6 | 0 | 2171.4688 | 3062.1104 | 0 | 0 | 2 | 23.0597 | 130042.6417 | -899.6639 | -899.6639 | 23.0597 | 418.5282 | 250 | 445.0702 | 50 | 482.4986 | 2318.6412 | 1863.5301 | 1863.5301 | 1863.5301 | 75.0896 | 2836.9403 | 1416.9403 | 3.0597 | 128.0597 | 2736.9403 | 16.9403 | 23.0597 | 223.0597 | 2816.9403 | 2816.9403 | 128954680.9368 | 128954680.9368 | 130042641.7116 | 123878693.3249 | 123828619.9596 | 123878693.3249 | 123195659.9839 | 123878693.3249 | 206076525.549 | 122878089.2936 | 122878089.2936 | 122878089.2936 | 123966050.0684
110j | 29488 | 24041.6526 | 18240 | 47451.25 | 1945.6 | 0 | 2171.4688 | 3062.1104 | 0 | 0 | 2 | 23.0597 | 130042.6417 | -899.6639 | -899.6639 | 23.0597 | 418.5282 | 250 | 445.0702 | 50 | 482.4986 | 2318.6412 | 1863.5301 | 1863.5301 | 1863.5301 | 75.0896 | 2836.9403 | 1416.9403 | 3.0597 | 128.0597 | 2736.9403 | 16.9403 | 23.0597 | 223.0597 | 2816.9403 | 2816.9403 | 128954680.9368 | 128954680.9368 | 130042641.7116 | 123878693.3249 | 123828619.9596 | 123878693.3249 | 123195659.9839 | 123878693.3249 | 206076525.549 | 122878089.2936 | 122878089.2936 | 122878089.2936 | 123966050.0684
111i | 29488 | 24041.6526 | 18240 | 47451.25 | 1945.6 | 0 | 2171.4688 | 3062.1104 | 0 | 0 | 2 | 23.0597 | 130042.6417 | -899.6639 | -899.6639 | 23.0597 | 418.5282 | 250 | 445.0702 | 50 | 482.4986 | 2318.6412 | 1863.5301 | 1863.5301 | 1863.5301 | 75.0896 | 2836.9403 | 1416.9403 | 3.0597 | 128.0597 | 2736.9403 | 16.9403 | 23.0597 | 223.0597 | 2816.9403 | 2816.9403 | 128954680.9368 | 128954680.9368 | 130042641.7116 | 123878693.3249 | 123828619.9596 | 123878693.3249 | 123195659.9839 | 123878693.3249 | 206076525.549 | 122878089.2936 | 122878089.2936 | 122878089.2936 | 123966050.0684
111j | 29488 | 24041.6526 | 18240 | 47451.25 | 1945.6 | 0 | 2171.4688 | 3062.1104 | 0 | 0 | 2 | 23.0597 | 130042.6417 | -899.6639 | -899.6639 | 23.0597 | 418.5282 | 250 | 445.0702 | 50 | 482.4986 | 2318.6412 | 1863.5301 | 1863.5301 | 1863.5301 | 75.0896 | 2836.9403 | 1416.9403 | 3.0597 | 128.0597 | 2736.9403 | 16.9403 | 23.0597 | 223.0597 | 2816.9403 | 2816.9403 | 128954680.9368 | 128954680.9368 | 130042641.7116 | 123878693.3249 | 123828619.9596 | 123878693.3249 | 123195659.9839 | 123878693.3249 | 206076525.549 | 122878089.2936 | 122878089.2936 | 122878089.2936 | 123966050.0684
112i | 23590.4 | 24041.6526 | 13680 | 47451.25 | 1945.6 | 0 | 2171.4688 | 3062.1104 | 0 | 0 | 2 | 13.9116 | 113143.9477 | -977.5554 | -977.5554 | 13.9116 | 354.6162 | 250 | 381.1582 | 50 | 418.5866 | 2286.4041 | 1785.6386 | 1785.6386 | 1785.6386 | 76.3475 | 2838.0884 | 1422.0884 | 4.0884 | 122.9116 | 2742.0884 | 22.0884 | 17.9116 | 217.9116 | 2822.0884 | 2822.0884 | 112206567.4255 | 112206567.4255 | 113143947.6836 | 107253929.0745 | 107215034.572 | 107253929.0745 | 106586659.6768 | 107253929.0745 | 190163713.5425 | 106374257.9038 | 106374257.9038 | 106374257.9038 | 107311638.1618
112j | 23590.4 | 24041.6526 | 13680 | 47451.25 | 1945.6 | 0 | 2171.4688 | 3062.1104 | 0 | 0 | 2 | 13.9116 | 113143.9477 | -977.5554 | -977.5554 | 13.9116 | 354.6162 | 250 | 381.1582 | 50 | 418.5866 | 2286.4041 | 1785.6386 | 1785.6386 | 1785.6386 | 76.3475 | 2838.0884 | 1422.0884 | 4.0884 | 122.9116 | 2742.0884 | 22.0884 | 17.9116 | 217.9116 | 2822.0884 | 2822.0884 | 112206567.4255 | 112206567.4255 | 113143947.6836 | 107253929.0745 | 107215034.572 | 107253929.0745 | 106586659.6768 | 107253929.0745 | 190163713.5425 | 106374257.9038 | 106374257.9038 | 106374257.9038 | 107311638.1618
113i | 23590.4 | 24041.6526 | 11400 | 47451.25 | 1945.6 | 0 | 2171.4688 | 3062.1104 | 0 | 0 | 2 | 10.9116 | 113115.6492 | -844.7858 | -844.7858 | 10.9116 | 340.6819 | 250 | 367.2239 | 50 | 404.6523 | 2341.3537 | 1918.4082 | 1918.4082 | 1918.4082 | 73.3475 | 2835.0884 | 1419.0884 | 4.0884 | 125.9116 | 2739.0884 | 19.0884 | 20.9116 | 220.9116 | 2819.0884 | 2819.0884 | 112350177.922 | 112350177.922 | 113115649.2133 | 107105482.7755 | 107060073.8665 | 107105482.7755 | 106429027.0468 | 107105482.7755 | 190368352.7379 | 106375514.6502 | 106375514.6502 | 106375514.6502 | 107140985.9416
113j | 23590.4 | 24041.6526 | 11400 | 47451.25 | 1945.6 | 0 | 2171.4688 | 3062.1104 | 0 | 0 | 2 | 10.9116 | 113115.6492 | -844.7858 | -844.7858 | 10.9116 | 340.6819 | 250 | 367.2239 | 50 | 404.6523 | 2341.3537 | 1918.4082 | 1918.4082 | 1918.4082 | 73.3475 | 2835.0884 | 1419.0884 | 4.0884 | 125.9116 | 2739.0884 | 19.0884 | 20.9116 | 220.9116 | 2819.0884 | 2819.0884 | 112350177.922 | 112350177.922 | 113115649.2133 | 107105482.7755 | 107060073.8665 | 107105482.7755 | 106429027.0468 | 107105482.7755 | 190368352.7379 | 106375514.6502 | 106375514.6502 | 106375514.6502 | 107140985.9416
114i | 23590.4 | 24041.6526 | 11400 | 47451.25 | 1945.6 | 0 | 2171.4688 | 3062.1104 | 0 | 0 | 2 | 10.9116 | 113115.6492 | -844.7858 | -844.7858 | 10.9116 | 340.6819 | 250 | 367.2239 | 50 | 404.6523 | 2341.3537 | 1918.4082 | 1918.4082 | 1918.4082 | 73.3475 | 2835.0884 | 1419.0884 | 4.0884 | 125.9116 | 2739.0884 | 19.0884 | 20.9116 | 220.9116 | 2819.0884 | 2819.0884 | 112350177.922 | 112350177.922 | 113115649.2133 | 107105482.7755 | 107060073.8665 | 107105482.7755 | 106429027.0468 | 107105482.7755 | 190368352.7379 | 106375514.6502 | 106375514.6502 | 106375514.6502 | 107140985.9416
114j | 23590.4 | 24041.6526 | 11400 | 47451.25 | 1945.6 | 0 | 2171.4688 | 3062.1104 | 0 | 0 | 2 | 10.9116 | 113115.6492 | -844.7858 | -844.7858 | 10.9116 | 340.6819 | 250 | 367.2239 | 50 | 404.6523 | 2341.3537 | 1918.4082 | 1918.4082 | 1918.4082 | 73.3475 | 2835.0884 | 1419.0884 | 4.0884 | 125.9116 | 2739.0884 | 19.0884 | 20.9116 | 220.9116 | 2819.0884 | 2819.0884 | 112350177.922 | 112350177.922 | 113115649.2133 | 107105482.7755 | 107060073.8665 | 107105482.7755 | 106429027.0468 | 107105482.7755 | 190368352.7379 | 106375514.6502 | 106375514.6502 | 106375514.6502 | 107140985.9416
115i | 13269.6 | 24041.6526 | 8360 | 47451.25 | 1945.6 | 0 | 2171.4688 | 3062.1104 | 0 | 0 | 3 | 259.0269 | 83756.403 | -1268.7633 | -1268.7633 | -6.6684 | 259.0269 | 250 | 285.5689 | 50 | 322.9973 | 2165.8815 | 1494.4307 | 1494.4307 | 1494.4307 | 55.7675 | 2839.9731 | 1430.9731 | 19.9731 | 114.0269 | 2750.9731 | 30.9731 | 9.0269 | 209.0269 | 0 | 2830.9731 | 77281935.6971 | 77281935.6971 | 106933509.0262 | 83756403.0165 | 83736801.4256 | 83756403.0165 | 83116339.6387 | 83756403.0165 | 140242434.8596 | 71871217.66 | 71871217.66 | 71871217.66 | 101522790.9891
115j | 13269.6 | 24041.6526 | 8360 | 47451.25 | 1945.6 | 0 | 2171.4688 | 3062.1104 | 0 | 0 | 8 | 1494.4307 | 57962.386 | -1268.7633 | -1268.7633 | -6.6684 | 259.0269 | 250 | 285.5689 | 50 | 322.9973 | 2165.8815 | 1494.4307 | 1494.4307 | 1494.4307 | 55.7675 | 1314.5693 | 94.4307 | 1505.4307 | 1639.4307 | 1225.5693 | 1494.4307 | 1534.4307 | 1734.4307 | 1305.5693 | 1305.5693 | 135755420.08 | 135755420.08 | 944795825.2001 | 226040670.6012 | 222708702.2331 | 226040670.6012 | 220729652.5102 | 226040670.6012 | 73920308.0022 | 57962385.9851 | 57962385.9851 | 57962385.9851 | 867002791.1052
116i | 17665.44 | 24161.5968 | 11856 | 47451.25 | 1945.6 | 0 | 2171.4688 | 3062.1104 | 0 | 0 | 8 | 1553.832 | 69482.5695 | -1209.3922 | -1209.3922 | 3.2279 | 307.9912 | 250 | 334.5332 | 50 | 371.9616 | 2198.6747 | 1553.832 | 1553.832 | 1553.832 | 55.2577 | 1272.168 | 146.832 | 1566.832 | 1698.832 | 1180.168 | 1553.832 | 1593.832 | 1793.832 | 1260.168 | 1260.168 | 150094270.9905 | 150094270.9905 | 1200578300.8309 | 253375063.172 | 249914106.6653 | 253375063.172 | 247882151.6513 | 253375063.172 | 84200664.4457 | 69482569.5083 | 69482569.5083 | 69482569.5083 | 1119966599.3488
116j | 17665.44 | 24161.5968 | 11856 | 47451.25 | 1945.6 | 0 | 2171.4688 | 3062.1104 | 0 | 0 | 8 | 1553.832 | 69482.5695 | -1209.3922 | -1209.3922 | 3.2279 | 307.9912 | 250 | 334.5332 | 50 | 371.9616 | 2198.6747 | 1553.832 | 1553.832 | 1553.832 | 55.2577 | 1272.168 | 146.832 | 1566.832 | 1698.832 | 1180.168 | 1553.832 | 1593.832 | 1793.832 | 1260.168 | 1260.168 | 150094270.9905 | 150094270.9905 | 1200578300.8309 | 253375063.172 | 249914106.6653 | 253375063.172 | 247882151.6513 | 253375063.172 | 84200664.4457 | 69482569.5083 | 69482569.5083 | 69482569.5083 | 1119966599.3488
117i | 20311.76 | 25106.3544 | 21888 | 47451.25 | 1945.6 | 0 | 2171.4688 | 3062.1104 | 2412.7432 | 25925.255 | c | 2590.9802 | 112737.0787 | -1443.949 | -1443.949 | 15.6082 | 405.9947 | 250 | 432.5367 | 50 | 469.9651 | 2627.7889 | 2590.9802 | 2828.9314 | 2828.9314 | 75.9508 | 347.0198 | 1128.9802 | 2608.9802 | 2735.9802 | 253.0198 | 2590.9802 | 2630.9802 | 2830.9802 | 155.0198 | 155.0198 | 238524599.3585 | 238524599.3585 | 4205761934.0005 | 656968569.1652 | 651255477.7352 | 656968569.1652 | 648299795.5065 | 656968569.1652 | 113101098.8701 | 112737078.7284 | 112717850.0722 | 112717850.0722 | 4079955184.7142
117j | 20311.76 | 25106.3544 | 21888 | 47451.25 | 1945.6 | 0 | 2171.4688 | 3062.1104 | 2412.7432 | 25925.255 | c | 2590.9802 | 112737.0787 | -1443.949 | -1443.949 | 15.6082 | 405.9947 | 250 | 432.5367 | 50 | 469.9651 | 2627.7889 | 2590.9802 | 2828.9314 | 2828.9314 | 75.9508 | 347.0198 | 1128.9802 | 2608.9802 | 2735.9802 | 253.0198 | 2590.9802 | 2630.9802 | 2830.9802 | 155.0198 | 155.0198 | 238524599.3585 | 238524599.3585 | 4205761934.0005 | 656968569.1652 | 651255477.7352 | 656968569.1652 | 648299795.5065 | 656968569.1652 | 113101098.8701 | 112737078.7284 | 112717850.0722 | 112717850.0722 | 4079955184.7142
118i | 21249.6 | 31084.0075 | 44080 | 47019.875 | 1945.6 | 0 | 2171.4688 | 3062.1104 | 2412.7432 | 36731.3288 | 8 | 2201.6531 | 184954.0493 | -1978.6314 | -1978.6314 | 22.0138 | 589.2429 | 250 | 616.0284 | 50 | 653.8002 | 2576.7652 | 2479.7152 | 2201.6531 | 2201.6531 | 60.0135 | 916.3469 | 650.1531 | 2221.6531 | 2346.6531 | 821.3469 | 2201.6531 | 2241.6531 | 2441.6531 | 645.3469 | 645.3469 | 271588931.4458 | 271588931.4458 | 5411051122.2206 | 546073813.977 | 541206134.2208 | 546073813.977 | 538597202.8739 | 546073813.977 | 197074765.3546 | 190391686.5296 | 184954049.2574 | 184954049.2574 | 5324416240.0322
118j | 21249.6 | 31084.0075 | 44080 | 47019.875 | 1945.6 | 0 | 2171.4688 | 3062.1104 | 2412.7432 | 36731.3288 | 8 | 2201.6531 | 184954.0493 | -1978.6314 | -1978.6314 | 22.0138 | 589.2429 | 250 | 616.0284 | 50 | 653.8002 | 2576.7652 | 2479.7152 | 2201.6531 | 2201.6531 | 60.0135 | 916.3469 | 650.1531 | 2221.6531 | 2346.6531 | 821.3469 | 2201.6531 | 2241.6531 | 2441.6531 | 645.3469 | 645.3469 | 271588931.4458 | 271588931.4458 | 5411051122.2206 | 546073813.977 | 541206134.2208 | 546073813.977 | 538597202.8739 | 546073813.977 | 197074765.3546 | 190391686.5296 | 184954049.2574 | 184954049.2574 | 5324416240.0322
119i | 20976 | 32055.5368 | 44080 | 47019.875 | 1945.6 | 0 | 2171.4688 | 3062.1104 | 2412.7432 | 42712.5 | 8 | 2535.0404 | 192987.7101 | -1943.8052 | -1943.8052 | 22.3305 | 593.5475 | 250 | 620.333 | 50 | 658.1048 | 2660.468 | 2559.2842 | 2535.0404 | 2535.0404 | 63.0439 | 679.9596 | 935.0404 | 2555.0404 | 2680.0404 | 584.9596 | 2535.0404 | 2575.0404 | 2775.0404 | 364.9596 | 364.9596 | 303414538.822 | 303414538.822 | 7157421726.6404 | 693952625.155 | 688361005.1339 | 693952625.155 | 685455145.1628 | 693952625.155 | 196238514.4542 | 193137906.7534 | 192987710.0935 | 192987710.0935 | 7046994897.912
119j | 20976 | 32055.5368 | 44080 | 47019.875 | 1945.6 | 0 | 2171.4688 | 3062.1104 | 2412.7432 | 42712.5 | 8 | 2535.0404 | 192987.7101 | -1943.8052 | -1943.8052 | 22.3305 | 593.5475 | 250 | 620.333 | 50 | 658.1048 | 2660.468 | 2559.2842 | 2535.0404 | 2535.0404 | 63.0439 | 679.9596 | 935.0404 | 2555.0404 | 2680.0404 | 584.9596 | 2535.0404 | 2575.0404 | 2775.0404 | 364.9596 | 364.9596 | 303414538.822 | 303414538.822 | 7157421726.6404 | 693952625.155 | 688361005.1339 | 693952625.155 | 685455145.1628 | 693952625.155 | 196238514.4542 | 193137906.7534 | 192987710.0935 | 192987710.0935 | 7046994897.912
120i | 20976 | 32055.5368 | 44080 | 47019.875 | 1945.6 | 0 | 2171.4688 | 3062.1104 | 2412.7432 | 42712.5 | 8 | 2535.0404 | 192987.7101 | -1943.8052 | -1943.8052 | 22.3305 | 593.5475 | 250 | 620.333 | 50 | 658.1048 | 2660.468 | 2559.2842 | 2535.0404 | 2535.0404 | 63.0439 | 679.9596 | 935.0404 | 2555.0404 | 2680.0404 | 584.9596 | 2535.0404 | 2575.0404 | 2775.0404 | 364.9596 | 364.9596 | 303414538.822 | 303414538.822 | 7157421726.6404 | 693952625.155 | 688361005.1339 | 693952625.155 | 685455145.1628 | 693952625.155 | 196238514.4542 | 193137906.7534 | 192987710.0935 | 192987710.0935 | 7046994897.912
120j | 20976 | 32055.5368 | 44080 | 47019.875 | 1945.6 | 0 | 2171.4688 | 3062.1104 | 2412.7432 | 42712.5 | 8 | 2535.0404 | 192987.7101 | -1943.8052 | -1943.8052 | 22.3305 | 593.5475 | 250 | 620.333 | 50 | 658.1048 | 2660.468 | 2559.2842 | 2535.0404 | 2535.0404 | 63.0439 | 679.9596 | 935.0404 | 2555.0404 | 2680.0404 | 584.9596 | 2535.0404 | 2575.0404 | 2775.0404 | 364.9596 | 364.9596 | 303414538.822 | 303414538.822 | 7157421726.6404 | 693952625.155 | 688361005.1339 | 693952625.155 | 685455145.1628 | 693952625.155 | 196238514.4542 | 193137906.7534 | 192987710.0935 | 192987710.0935 | 7046994897.912
121i | 21249.6 | 31084.0075 | 44080 | 47019.875 | 1945.6 | 0 | 2171.4688 | 3062.1104 | 2412.7432 | 36731.3288 | 8 | 2201.6531 | 184954.0493 | -1978.6314 | -1978.6314 | 22.0138 | 589.2429 | 250 | 616.0284 | 50 | 653.8002 | 2576.7652 | 2479.7152 | 2201.6531 | 2201.6531 | 60.0135 | 916.3469 | 650.1531 | 2221.6531 | 2346.6531 | 821.3469 | 2201.6531 | 2241.6531 | 2441.6531 | 645.3469 | 645.3469 | 271588931.4458 | 271588931.4458 | 5411051122.2206 | 546073813.977 | 541206134.2208 | 546073813.977 | 538597202.8739 | 546073813.977 | 197074765.3546 | 190391686.5296 | 184954049.2574 | 184954049.2574 | 5324416240.0322
121j | 21249.6 | 31084.0075 | 44080 | 47019.875 | 1945.6 | 0 | 2171.4688 | 3062.1104 | 2412.7432 | 36731.3288 | 8 | 2201.6531 | 184954.0493 | -1978.6314 | -1978.6314 | 22.0138 | 589.2429 | 250 | 616.0284 | 50 | 653.8002 | 2576.7652 | 2479.7152 | 2201.6531 | 2201.6531 | 60.0135 | 916.3469 | 650.1531 | 2221.6531 | 2346.6531 | 821.3469 | 2201.6531 | 2241.6531 | 2441.6531 | 645.3469 | 645.3469 | 271588931.4458 | 271588931.4458 | 5411051122.2206 | 546073813.977 | 541206134.2208 | 546073813.977 | 538597202.8739 | 546073813.977 | 197074765.3546 | 190391686.5296 | 184954049.2574 | 184954049.2574 | 5324416240.0322
122i | 21762.6 | 25106.3544 | 24320 | 47451.25 | 1945.6 | 0 | 2171.4688 | 3062.1104 | 2412.7432 | 25925.255 | c | 2580.0779 | 119676.9472 | -1501.0842 | -1501.0842 | 18.8014 | 429.7248 | 250 | 456.2668 | 50 | 493.6952 | 2619.2061 | 2580.0779 | 2771.7963 | 2771.7963 | 79.1439 | 358.9221 | 1118.0779 | 2600.0779 | 2725.0779 | 263.9221 | 2580.0779 | 2620.0779 | 2820.0779 | 165.9221 | 165.9221 | 244678418.1138 | 244678418.1138 | 4165503528.6379 | 658964081.3907 | 653274663.7893 | 658964081.3907 | 650328691.5293 | 658964081.3907 | 120088287.4611 | 119676947.1802 | 119671635.5422 | 119671635.5422 | 4040496746.0663
122j | 21762.6 | 25106.3544 | 24320 | 47451.25 | 1945.6 | 0 | 2171.4688 | 3062.1104 | 2412.7432 | 25925.255 | c | 2580.0779 | 119676.9472 | -1501.0842 | -1501.0842 | 18.8014 | 429.7248 | 250 | 456.2668 | 50 | 493.6952 | 2619.2061 | 2580.0779 | 2771.7963 | 2771.7963 | 79.1439 | 358.9221 | 1118.0779 | 2600.0779 | 2725.0779 | 263.9221 | 2580.0779 | 2620.0779 | 2820.0779 | 165.9221 | 165.9221 | 244678418.1138 | 244678418.1138 | 4165503528.6379 | 658964081.3907 | 653274663.7893 | 658964081.3907 | 650328691.5293 | 658964081.3907 | 120088287.4611 | 119676947.1802 | 119671635.5422 | 119671635.5422 | 4040496746.0663
123i | 22081.8 | 24161.5968 | 18240 | 47451.25 | 1945.6 | 0 | 2171.4688 | 3062.1104 | 0 | 0 | 8 | 1439.2506 | 85184.7748 | -1323.9736 | -1323.9736 | 15.0704 | 373.998 | 250 | 400.54 | 50 | 437.9684 | 2151.253 | 1439.2506 | 1439.2506 | 1439.2506 | 67.1002 | 1389.7494 | 32.2506 | 1459.2506 | 1584.2506 | 1294.7494 | 1439.2506 | 1479.2506 | 1679.2506 | 1374.7494 | 1374.7494 | 160359445.8063 | 160359445.8063 | 1036205873.1564 | 238427257.8469 | 235215111.2709 | 238427257.8469 | 233285207.2049 | 238427257.8469 | 103128266.7697 | 85184774.7771 | 85184774.7771 | 85184774.7771 | 961031202.1272
123j | 22081.8 | 24161.5968 | 18240 | 47451.25 | 1945.6 | 0 | 2171.4688 | 3062.1104 | 0 | 0 | 8 | 1439.2506 | 85184.7748 | -1323.9736 | -1323.9736 | 15.0704 | 373.998 | 250 | 400.54 | 50 | 437.9684 | 2151.253 | 1439.2506 | 1439.2506 | 1439.2506 | 67.1002 | 1389.7494 | 32.2506 | 1459.2506 | 1584.2506 | 1294.7494 | 1439.2506 | 1479.2506 | 1679.2506 | 1374.7494 | 1374.7494 | 160359445.8063 | 160359445.8063 | 1036205873.1564 | 238427257.8469 | 235215111.2709 | 238427257.8469 | 233285207.2049 | 238427257.8469 | 103128266.7697 | 85184774.7771 | 85184774.7771 | 85184774.7771 | 961031202.1272
124i | 17692.8 | 24041.6526 | 9880 | 47451.25 | 1945.6 | 0 | 2171.4688 | 3062.1104 | 0 | 0 | 8 | 1663.4906 | 65892.6747 | -1099.7034 | -1099.7034 | 1.1516 | 295.349 | 250 | 321.891 | 50 | 359.3194 | 2235.8506 | 1663.4906 | 1663.4906 | 1663.4906 | 63.5875 | 1148.5094 | 263.4906 | 1676.4906 | 1808.4906 | 1056.5094 | 1663.4906 | 1703.4906 | 1903.4906 | 1136.5094 | 1136.5094 | 151707813.5936 | 151707813.5936 | 1159283060.5465 | 281193769.0437 | 277494692.3147 | 281193769.0437 | 275365070.8032 | 281193769.0437 | 77488093.6504 | 65892674.7056 | 65892674.7056 | 65892674.7056 | 1073467921.6585
124j | 17692.8 | 24041.6526 | 9880 | 47451.25 | 1945.6 | 0 | 2171.4688 | 3062.1104 | 0 | 0 | 8 | 1663.4906 | 65892.6747 | -1099.7034 | -1099.7034 | 1.1516 | 295.349 | 250 | 321.891 | 50 | 359.3194 | 2235.8506 | 1663.4906 | 1663.4906 | 1663.4906 | 63.5875 | 1148.5094 | 263.4906 | 1676.4906 | 1808.4906 | 1056.5094 | 1663.4906 | 1703.4906 | 1903.4906 | 1136.5094 | 1136.5094 | 151707813.5936 | 151707813.5936 | 1159283060.5465 | 281193769.0437 | 277494692.3147 | 281193769.0437 | 275365070.8032 | 281193769.0437 | 77488093.6504 | 65892674.7056 | 65892674.7056 | 65892674.7056 | 1073467921.6585
125i | 13269.6 | 24041.6526 | 8360 | 47451.25 | 1945.6 | 0 | 2171.4688 | 3062.1104 | 0 | 0 | 8 | 1494.4307 | 57962.386 | -1268.7633 | -1268.7633 | -6.6684 | 259.0269 | 250 | 285.5689 | 50 | 322.9973 | 2165.8815 | 1494.4307 | 1494.4307 | 1494.4307 | 55.7675 | 1314.5693 | 94.4307 | 1505.4307 | 1639.4307 | 1225.5693 | 1494.4307 | 1534.4307 | 1734.4307 | 1305.5693 | 1305.5693 | 135755420.08 | 135755420.08 | 944795825.2001 | 226040670.6012 | 222708702.2331 | 226040670.6012 | 220729652.5102 | 226040670.6012 | 73920308.0022 | 57962385.9851 | 57962385.9851 | 57962385.9851 | 867002791.1052
125j | 13269.6 | 24041.6526 | 8360 | 47451.25 | 1945.6 | 0 | 2171.4688 | 3062.1104 | 0 | 0 | 8 | 1494.4307 | 57962.386 | -1268.7633 | -1268.7633 | -6.6684 | 259.0269 | 250 | 285.5689 | 50 | 322.9973 | 2165.8815 | 1494.4307 | 1494.4307 | 1494.4307 | 55.7675 | 1314.5693 | 94.4307 | 1505.4307 | 1639.4307 | 1225.5693 | 1494.4307 | 1534.4307 | 1734.4307 | 1305.5693 | 1305.5693 | 135755420.08 | 135755420.08 | 944795825.2001 | 226040670.6012 | 222708702.2331 | 226040670.6012 | 220729652.5102 | 226040670.6012 | 73920308.0022 | 57962385.9851 | 57962385.9851 | 57962385.9851 | 867002791.1052
126i | 13269.6 | 24041.6526 | 8360 | 47451.25 | 1945.6 | 0 | 2171.4688 | 3062.1104 | 0 | 0 | 8 | 1494.4307 | 57962.386 | -1268.7633 | -1268.7633 | -6.6684 | 259.0269 | 250 | 285.5689 | 50 | 322.9973 | 2165.8815 | 1494.4307 | 1494.4307 | 1494.4307 | 55.7675 | 1314.5693 | 94.4307 | 1505.4307 | 1639.4307 | 1225.5693 | 1494.4307 | 1534.4307 | 1734.4307 | 1305.5693 | 1305.5693 | 135755420.08 | 135755420.08 | 944795825.2001 | 226040670.6012 | 222708702.2331 | 226040670.6012 | 220729652.5102 | 226040670.6012 | 73920308.0022 | 57962385.9851 | 57962385.9851 | 57962385.9851 | 867002791.1052
126j | 13269.6 | 24041.6526 | 8360 | 47451.25 | 1945.6 | 0 | 2171.4688 | 3062.1104 | 0 | 0 | 8 | 1494.4307 | 57962.386 | -1268.7633 | -1268.7633 | -6.6684 | 259.0269 | 250 | 285.5689 | 50 | 322.9973 | 2165.8815 | 1494.4307 | 1494.4307 | 1494.4307 | 55.7675 | 1314.5693 | 94.4307 | 1505.4307 | 1639.4307 | 1225.5693 | 1494.4307 | 1534.4307 | 1734.4307 | 1305.5693 | 1305.5693 | 135755420.08 | 135755420.08 | 944795825.2001 | 226040670.6012 | 222708702.2331 | 226040670.6012 | 220729652.5102 | 226040670.6012 | 73920308.0022 | 57962385.9851 | 57962385.9851 | 57962385.9851 | 867002791.1052
127i | 7372 | 24041.6526 | 8360 | 47451.25 | 1945.6 | 0 | 2171.4688 | 3062.1104 | 0 | 0 | 8 | 1151 | 49167.3856 | -1612.194 | -1612.194 | -14.4284 | 222.9835 | 250 | 249.5255 | 50 | 286.9539 | 2023.7453 | 1151 | 1151 | 1151 | 48.0075 | 1654 | 249 | 1162 | 1296 | 1569 | 1151 | 1191 | 1391 | 1649 | 1649 | 110664206.807 | 110664206.807 | 583468743.512 | 146177526.9347 | 143591307.4881 | 146177526.9347 | 141918131.3462 | 146177526.9347 | 76127576.0217 | 49167385.5902 | 49167385.5902 | 49167385.5902 | 521971922.2953
127j | 7372 | 24041.6526 | 8360 | 47451.25 | 1945.6 | 0 | 2171.4688 | 3062.1104 | 0 | 0 | 5 | 249.5255 | 66931.3007 | -1612.194 | -1612.194 | -14.4284 | 222.9835 | 250 | 249.5255 | 50 | 286.9539 | 2023.7453 | 1151 | 1151 | 1151 | 48.0075 | 2845.4745 | 1440.4745 | 29.4745 | 104.5255 | 2760.4745 | 40.4745 | 0.47449 | 199.5255 | 0 | 2840.4745 | 60359806.3165 | 60359806.3165 | 88216728.5688 | 66931300.6541 | 66930270.3075 | 66931300.6541 | 66320331.5321 | 66931300.6541 | 124322434.8976 | 55399940.3509 | 55399940.3509 | 55399940.3509 | 83256862.6032
128i | 7372 | 24041.6526 | 8360 | 47451.25 | 1945.6 | 0 | 2171.4688 | 3062.1104 | 0 | 0 | 5 | 249.5255 | 66931.3007 | -1612.194 | -1612.194 | -14.4284 | 222.9835 | 250 | 249.5255 | 50 | 286.9539 | 2023.7453 | 1151 | 1151 | 1151 | 48.0075 | 2845.4745 | 1440.4745 | 29.4745 | 104.5255 | 2760.4745 | 40.4745 | 0.47449 | 199.5255 | 0 | 2840.4745 | 60359806.3165 | 60359806.3165 | 88216728.5688 | 66931300.6541 | 66930270.3075 | 66931300.6541 | 66320331.5321 | 66931300.6541 | 124322434.8976 | 55399940.3509 | 55399940.3509 | 55399940.3509 | 83256862.6032
128j | 7372 | 24041.6526 | 8360 | 47451.25 | 1945.6 | 0 | 2171.4688 | 3062.1104 | 0 | 0 | 5 | 249.5255 | 66931.3007 | -1612.194 | -1612.194 | -14.4284 | 222.9835 | 250 | 249.5255 | 50 | 286.9539 | 2023.7453 | 1151 | 1151 | 1151 | 48.0075 | 2845.4745 | 1440.4745 | 29.4745 | 104.5255 | 2760.4745 | 40.4745 | 0.47449 | 199.5255 | 0 | 2840.4745 | 60359806.3165 | 60359806.3165 | 88216728.5688 | 66931300.6541 | 66930270.3075 | 66931300.6541 | 66320331.5321 | 66931300.6541 | 124322434.8976 | 55399940.3509 | 55399940.3509 | 55399940.3509 | 83256862.6032
129i | 7372 | 24041.6526 | 8360 | 47451.25 | 1945.6 | 0 | 2171.4688 | 3062.1104 | 0 | 0 | 5 | 249.5255 | 66931.3007 | -1612.194 | -1612.194 | -14.4284 | 222.9835 | 250 | 249.5255 | 50 | 286.9539 | 2023.7453 | 1151 | 1151 | 1151 | 48.0075 | 2845.4745 | 1440.4745 | 29.4745 | 104.5255 | 2760.4745 | 40.4745 | 0.47449 | 199.5255 | 0 | 2840.4745 | 60359806.3165 | 60359806.3165 | 88216728.5688 | 66931300.6541 | 66930270.3075 | 66931300.6541 | 66320331.5321 | 66931300.6541 | 124322434.8976 | 55399940.3509 | 55399940.3509 | 55399940.3509 | 83256862.6032
129j | 7372 | 24041.6526 | 8360 | 47451.25 | 1945.6 | 0 | 2171.4688 | 3062.1104 | 0 | 0 | 5 | 249.5255 | 66931.3007 | -1612.194 | -1612.194 | -14.4284 | 222.9835 | 250 | 249.5255 | 50 | 286.9539 | 2023.7453 | 1151 | 1151 | 1151 | 48.0075 | 2845.4745 | 1440.4745 | 29.4745 | 104.5255 | 2760.4745 | 40.4745 | 0.47449 | 199.5255 | 0 | 2840.4745 | 60359806.3165 | 60359806.3165 | 88216728.5688 | 66931300.6541 | 66930270.3075 | 66931300.6541 | 66320331.5321 | 66931300.6541 | 124322434.8976 | 55399940.3509 | 55399940.3509 | 55399940.3509 | 83256862.6032
130i | 7372 | 22324.3917 | 8360 | 47019.875 | 1945.6 | 0 | 2171.4688 | 3062.1104 | 0 | 0 | 5 | 241.2233 | 60309.7751 | -1687.074 | -1687.074 | -16.1203 | 214.4378 | 250 | 241.2233 | 50 | 278.9951 | 1865.1325 | 1051 | 1051 | 1051 | 45.7479 | 2653.7767 | 1348.7767 | 37.7767 | 96.2233 | 2568.7767 | 48.7767 | 8.7767 | 191.2233 | 0 | 2648.7767 | 54142451.7653 | 54142451.7653 | 79988126.3671 | 60309775.1331 | 60290716.9014 | 60309775.1331 | 59724228.1458 | 60309775.1331 | 107842782.4043 | 49618042.0859 | 49618042.0859 | 49618042.0859 | 75463716.6877
130j | 7372 | 22324.3917 | 8360 | 47019.875 | 1945.6 | 0 | 2171.4688 | 3062.1104 | 0 | 0 | 8 | 1051 | 44557.9655 | -1687.074 | -1687.074 | -16.1203 | 214.4378 | 250 | 241.2233 | 50 | 278.9951 | 1865.1325 | 1051 | 1051 | 1051 | 45.7479 | 1554 | 249 | 1062 | 1196 | 1469 | 1051 | 1091 | 1291 | 1549 | 1549 | 100793737.1603 | 100793737.1603 | 493484976.2118 | 124622151.141 | 122253078.5785 | 124622151.141 | 120668966.5884 | 124622151.141 | 68018507.9483 | 44557965.4546 | 44557965.4546 | 44557965.4546 | 437249204.5061
131i | 7372 | 22324.3917 | 8360 | 47019.875 | 1945.6 | 0 | 2171.4688 | 3062.1104 | 0 | 0 | 8 | 1051 | 44557.9655 | -1687.074 | -1687.074 | -16.1203 | 214.4378 | 250 | 241.2233 | 50 | 278.9951 | 1865.1325 | 1051 | 1051 | 1051 | 45.7479 | 1554 | 249 | 1062 | 1196 | 1469 | 1051 | 1091 | 1291 | 1549 | 1549 | 100793737.1603 | 100793737.1603 | 493484976.2118 | 124622151.141 | 122253078.5785 | 124622151.141 | 120668966.5884 | 124622151.141 | 68018507.9483 | 44557965.4546 | 44557965.4546 | 44557965.4546 | 437249204.5061
131j | 7372 | 22324.3917 | 8360 | 47019.875 | 1945.6 | 0 | 2171.4688 | 3062.1104 | 0 | 0 | 5 | 241.2233 | 60309.7751 | -1687.074 | -1687.074 | -16.1203 | 214.4378 | 250 | 241.2233 | 50 | 278.9951 | 1865.1325 | 1051 | 1051 | 1051 | 45.7479 | 2653.7767 | 1348.7767 | 37.7767 | 96.2233 | 2568.7767 | 48.7767 | 8.7767 | 191.2233 | 0 | 2648.7767 | 54142451.7653 | 54142451.7653 | 79988126.3671 | 60309775.1331 | 60290716.9014 | 60309775.1331 | 59724228.1458 | 60309775.1331 | 107842782.4043 | 49618042.0859 | 49618042.0859 | 49618042.0859 | 75463716.6877
7.2.3. My 항복모멘트 산정 | [12 empty] | ( ☞ 강.설 B.2.2 )
1) 다음 식에서 MAD를 구한다
MAD = min(MAD_C ; MAD_T)
|  |  | 여기서, |  | MD1 = 1.25(MDC1 + MDC2)
MD2 = 1.25MDC3
MD3 = 1.25MDC4 + 1.50MDW
2) 다음을 My 계산한다
My = MD1 + MD2 + MD3 + MAD
Table 7.2.2. Calculation of Yield moment My (1/2)
Node | MDC1 | MDC2 | MDC3 | MDC4 | MDW | MD1 | MD2 | MD3
101i | 0 | 0 | -0.03 | 0 | 0.01 | 0 | -0.0375 | 0.015
101j | -1.92 | 0 | -8.81 | -1.22 | -1.2 | -2.4 | -11.0125 | -3.325
102i | -1.93 | 0 | -8.84 | -1.21 | -1.16 | -2.4125 | -11.05 | -3.2525
102j | 1731.44 | 2.12 | 3569.13 | 839.05 | 737.07 | 2166.95 | 4461.4125 | 2154.4175
103i | 1731.43 | 2.12 | 3569.12 | 839.05 | 737.07 | 2166.9375 | 4461.4 | 2154.4175
103j | 3983.77 | 5.08 | 8032.88 | 1917.72 | 1677.12 | 4986.0625 | 10041.1 | 4912.83
104i | 3983.74 | 5.08 | 8032.88 | 1917.7 | 1677.12 | 4986.025 | 10041.1 | 4912.805
104j | 6617.31 | 9.11 | 12938.79 | 3093.97 | 2716.56 | 8283.025 | 16173.4875 | 7942.3025
105i | 6617.28 | 9.11 | 12938.75 | 3094 | 2716.57 | 8282.9875 | 16173.4375 | 7942.355
105j | 8810.45 | 13.13 | 16949.81 | 4068.96 | 3563 | 11029.475 | 21187.2625 | 10430.7
106i | 8810.48 | 13.13 | 16949.71 | 4068.95 | 3563.02 | 11029.5125 | 21187.1375 | 10430.7175
106j | 10413.72 | 17.16 | 19658.7 | 4719.9 | 4141.98 | 13038.6 | 24573.375 | 12112.845
107i | 10413.7 | 17.16 | 19658.69 | 4719.87 | 4141.98 | 13038.575 | 24573.3625 | 12112.8075
107j | 11491.86 | 21.18 | 21472.55 | 5169.48 | 4528.01 | 14391.3 | 26840.6875 | 13253.865
108i | 11491.83 | 21.18 | 21472.54 | 5169.48 | 4527.96 | 14391.2625 | 26840.675 | 13253.79
108j | 11912.56 | 25.2 | 21961.12 | 5291.55 | 4644.61 | 14922.2 | 27451.4 | 13581.3525
109i | 11912.56 | 25.2 | 21961.16 | 5291.58 | 4644.62 | 14922.2 | 27451.45 | 13581.405
109j | 11777.86 | 29.22 | 21554.5 | 5212.3 | 4568.15 | 14758.85 | 26943.125 | 13367.6
110i | 11777.89 | 29.22 | 21554.52 | 5212.29 | 4568.19 | 14758.8875 | 26943.15 | 13367.6475
110j | 11009.52 | 33.24 | 19967.65 | 4845.69 | 4246.6 | 13803.45 | 24959.5625 | 12427.0125
111i | 11009.53 | 33.24 | 19967.69 | 4845.68 | 4246.56 | 13803.4625 | 24959.6125 | 12426.94
111j | 9596.94 | 37.23 | 17179.14 | 4190.54 | 3679.05 | 12042.7125 | 21473.925 | 10756.75
112i | 9596.94 | 37.23 | 17179.23 | 4190.55 | 3679.04 | 12042.7125 | 21474.0375 | 10756.7475
112j | 7666.94 | 41.22 | 13495.84 | 3334.3 | 2918.38 | 9635.2 | 16869.8 | 8545.445
113i | 7667.03 | 41.22 | 13495.9 | 3334.27 | 2918.4 | 9635.3125 | 16869.875 | 8545.4375
113j | 5180.59 | 45.2 | 8519.91 | 2151.76 | 1889.88 | 6532.2375 | 10649.8875 | 5524.52
114i | 5180.61 | 45.2 | 8519.93 | 2151.78 | 1889.87 | 6532.2625 | 10649.9125 | 5524.53
114j | 2232.41 | 49.17 | 2649.12 | 767.98 | 668.33 | 2851.975 | 3311.4 | 1962.47
115i | 2232.38 | 49.17 | 2649.07 | 767.99 | 668.33 | 2851.9375 | 3311.3375 | 1962.4825
115j | -1220.59 | 53.15 | -4521.53 | -936.79 | -818.91 | -1459.3 | -5651.9125 | -2399.3525
116i | -1220.59 | 53.15 | -4521.54 | -936.79 | -818.91 | -1459.3 | -5651.925 | -2399.3525
116j | -5066.55 | 57.12 | -12587.19 | -2842.86 | -2499.17 | -6261.7875 | -15733.9875 | -7302.33
117i | -5066.54 | 57.12 | -12587.16 | -2842.86 | -2499.16 | -6261.775 | -15733.95 | -7302.315
117j | -9508.75 | -122.96 | -22022.67 | -5077.75 | -4450.65 | -12039.6375 | -27528.3375 | -13023.1625
118i | -9508.72 | -122.96 | -22022.61 | -5077.78 | -4450.66 | -12039.6 | -27528.2625 | -13023.215
118j | -12983.05 | -522.68 | -29159.98 | -6761.92 | -5931.48 | -16882.1625 | -36449.975 | -17349.62
119i | -12983.01 | -522.68 | -29160.05 | -6761.96 | -5931.51 | -16882.1125 | -36450.0625 | -17349.715
119j | -14583.37 | -782.53 | -32352.95 | -7513.9 | -6595.1 | -19207.375 | -40441.1875 | -19285.025
120i | -14583.37 | -782.53 | -32352.99 | -7514.01 | -6595.07 | -19207.375 | -40441.2375 | -19285.1175
120j | -13389 | -524.54 | -29828.04 | -6923.42 | -6073.09 | -17391.925 | -37285.05 | -17763.91
121i | -13389.03 | -524.54 | -29827.91 | -6923.43 | -6073.06 | -17391.9625 | -37284.8875 | -17763.8775
121j | -10862.18 | -128.23 | -24249.52 | -5615.86 | -4922.52 | -13738.0125 | -30311.9 | -14403.605
122i | -10862.16 | -128.23 | -24249.43 | -5615.86 | -4922.52 | -13737.9875 | -30311.7875 | -14403.605
122j | -7787.66 | 49.59 | -17040.9 | -3918.95 | -3442.96 | -9672.5875 | -21301.125 | -10063.1275
123i | -7787.66 | 49.59 | -17040.91 | -3918.95 | -3442.95 | -9672.5875 | -21301.1375 | -10063.1125
123j | -5346.41 | 43.3 | -11167.3 | -2548.35 | -2232.47 | -6628.8875 | -13959.125 | -6534.1425
124i | -5346.41 | 43.3 | -11167.32 | -2548.35 | -2232.48 | -6628.8875 | -13959.15 | -6534.1575
124j | -3359.75 | 37.01 | -6188.78 | -1378.99 | -1214.99 | -4153.425 | -7735.975 | -3546.2225
125i | -3359.75 | 37.01 | -6188.76 | -1378.99 | -1214.99 | -4153.425 | -7735.95 | -3546.2225
125j | -1865.98 | 30.67 | -2546.49 | -534.81 | -466.31 | -2294.1375 | -3183.1125 | -1367.9775
126i | -1865.98 | 30.67 | -2546.49 | -534.81 | -466.31 | -2294.1375 | -3183.1125 | -1367.9775
126j | -735.55 | 24.33 | 200.82 | 108.11 | 89.38 | -889.025 | 251.025 | 269.2075
127i | -735.55 | 24.33 | 200.81 | 108.11 | 89.38 | -889.025 | 251.0125 | 269.2075
127j | -40.26 | 18.05 | 1668.99 | 432.01 | 381.07 | -27.7625 | 2086.2375 | 1111.6175
128i | -40.26 | 18.05 | 1668.99 | 432.01 | 381.07 | -27.7625 | 2086.2375 | 1111.6175
128j | 335.14 | 11.76 | 2242.16 | 554.65 | 479.76 | 433.625 | 2802.7 | 1412.9525
129i | 335.14 | 11.76 | 2242.17 | 554.65 | 479.76 | 433.625 | 2802.7125 | 1412.9525
129j | 220.91 | 3.64 | 1089.68 | 246.35 | 220.11 | 280.6875 | 1362.1 | 638.1025
130i | 220.92 | 3.64 | 1089.68 | 246.35 | 220.11 | 280.7 | 1362.1 | 638.1025
130j | -1.85 | 0 | -8.83 | -1.21 | -1.16 | -2.3125 | -11.0375 | -3.2525
131i | -1.86 | 0 | -8.86 | -1.22 | -1.17 | -2.325 | -11.075 | -3.28
131j | 0 | 0 | 0 | 0 | 0 | 0 | 0 | 0
Table 7.2.2. Calculation of Yield moment My (2/2)
Node | 단면계수 (인장플랜지) |  |  |  | MAD_T | 단면계수 (압축플랜지) |  |  |  | MAD_C | MAD | My | Compare
| Ssteel | Sbot | Slongterm | Sshorttime |  | Ssteel | Sbot | Slongterm | Sshorttime |  |  |  | to Mp
101i | 86301750.74 | 86301750.74 | 97320738.9285 | 119615716.0368 | -45453.9386 | 96566218.1851 | 96566218.1851 | 99919960.2339 | 105261184.0512 | -39999.2249 | 39999.2249 | 39999.2474 | -14.52%
101j | 86301750.74 | 86301750.74 | 97320738.9285 | 119615716.0368 | -45431.2954 | 96566218.1851 | 96566218.1851 | 99919960.2339 | 105261184.0512 | -39981.127 | 39981.127 | 39997.8645 | -14.52%
102i | 86301750.74 | 86301750.74 | 97320738.9285 | 119615716.0368 | -45431.3152 | 96566218.1851 | 96566218.1851 | 99919960.2339 | 105261184.0512 | -39981.1489 | 39981.1489 | 39997.8639 | -14.52%
102j | 96566218.1851 | 96566218.1851 | 122214483.298 | 131388981.1557 | 38593.0481 | 86301750.74 | 86301750.74 | 303740760.1918 | 844010197.1337 | 249913.5761 | 38593.0481 | 47375.8281 | -26.23%
103i | 137317041.9842 | 137317041.9842 | 165949095.2569 | 177625116.9204 | 56617.523 | 118612621.8286 | 118612621.8286 | 352268978.7407 | 894362066.0973 | 284408.8737 | 56617.523 | 65400.278 | -21.9%
103j | 137317041.9842 | 137317041.9842 | 165949095.2569 | 177625116.9204 | 42800.8132 | 118612621.8286 | 118612621.8286 | 352268978.7407 | 894362066.0973 | 214076.8852 | 42800.8132 | 62740.8057 | -25.08%
104i | 137317041.9842 | 137317041.9842 | 165949095.2569 | 177625116.9204 | 42800.8885 | 118612621.8286 | 118612621.8286 | 352268978.7407 | 894362066.0973 | 214077.2314 | 42800.8885 | 62740.8185 | -25.08%
104j | 137317041.9842 | 137317041.9842 | 165949095.2569 | 177625116.9204 | 27360.9464 | 118612621.8286 | 118612621.8286 | 352268978.7407 | 894362066.0973 | 135286.3555 | 27360.9464 | 59759.7614 | -28.64%
105i | 213305223.4425 | 213305223.4425 | 248595984.8574 | 264365298.834 | 61701.9497 | 147079898.6055 | 147079898.6055 | 386407488.4896 | 912447272.2194 | 176253.5973 | 61701.9497 | 94100.7297 | -19.82%
105j | 213305223.4425 | 213305223.4425 | 248595984.8574 | 264365298.834 | 49437.8179 | 147079898.6055 | 147079898.6055 | 386407488.4896 | 912447272.2194 | 122234.6612 | 49437.8179 | 92085.2554 | -21.54%
106i | 213305223.4425 | 213305223.4425 | 248595984.8574 | 264365298.834 | 49437.9077 | 147079898.6055 | 147079898.6055 | 386407488.4896 | 912447272.2194 | 122235.1627 | 49437.9077 | 92085.2752 | -21.54%
106j | 213305223.4425 | 213305223.4425 | 248595984.8574 | 264365298.834 | 40962.2426 | 147079898.6055 | 147079898.6055 | 386407488.4896 | 912447272.2194 | 84791.7934 | 40962.2426 | 90687.0626 | -22.73%
107i | 246587392.4069 | 246587392.4069 | 280215643.1292 | 296822630.6811 | 54687.6155 | 174662958.1814 | 174662958.1814 | 415879998.3456 | 939949525.0884 | 127395.2885 | 54687.6155 | 104412.3605 | -19.71%
107j | 246587392.4069 | 246587392.4069 | 280215643.1292 | 296822630.6811 | 49121.4 | 174662958.1814 | 174662958.1814 | 415879998.3456 | 939949525.0884 | 105335.016 | 49121.4 | 103607.2525 | -20.33%
108i | 246587392.4069 | 246587392.4069 | 280215643.1292 | 296822630.6811 | 49121.5396 | 174662958.1814 | 174662958.1814 | 415879998.3456 | 939949525.0884 | 105335.4546 | 49121.5396 | 103607.2671 | -20.33%
108j | 246587392.4069 | 246587392.4069 | 280215643.1292 | 296822630.6811 | 47400.32 | 174662958.1814 | 174662958.1814 | 415879998.3456 | 939949525.0884 | 98451.2534 | 47400.32 | 103355.2725 | -20.52%
109i | 246587392.4069 | 246587392.4069 | 280215643.1292 | 296822630.6811 | 47400.2042 | 174662958.1814 | 174662958.1814 | 415879998.3456 | 939949525.0884 | 98450.8657 | 47400.2042 | 103355.2592 | -20.52%
109j | 246587392.4069 | 246587392.4069 | 280215643.1292 | 296822630.6811 | 48435.1902 | 174662958.1814 | 174662958.1814 | 415879998.3456 | 939949525.0884 | 102548.7183 | 48435.1902 | 103504.7652 | -20.41%
110i | 246587392.4069 | 246587392.4069 | 280215643.1292 | 296822630.6811 | 48435.0647 | 174662958.1814 | 174662958.1814 | 415879998.3456 | 939949525.0884 | 102548.2746 | 48435.0647 | 103504.7497 | -20.41%
110j | 246587392.4069 | 246587392.4069 | 280215643.1292 | 296822630.6811 | 52969.215 | 174662958.1814 | 174662958.1814 | 415879998.3456 | 939949525.0884 | 120490.6238 | 52969.215 | 104159.24 | -19.9%
111i | 246587392.4069 | 246587392.4069 | 280215643.1292 | 296822630.6811 | 52969.2166 | 174662958.1814 | 174662958.1814 | 415879998.3456 | 939949525.0884 | 120490.4514 | 52969.2166 | 104159.2316 | -19.9%
111j | 246587392.4069 | 246587392.4069 | 280215643.1292 | 296822630.6811 | 61053.6419 | 174662958.1814 | 174662958.1814 | 415879998.3456 | 939949525.0884 | 152499.0526 | 61053.6419 | 105327.0294 | -19.01%
112i | 203018767.1141 | 203018767.1141 | 238170095.8893 | 253532719.0131 | 43035.6528 | 141272624.0279 | 141272624.0279 | 380282325.373 | 908692664.7284 | 104013.5602 | 43035.6528 | 87309.1503 | -22.83%
112j | 203018767.1141 | 203018767.1141 | 238170095.8893 | 253532719.0131 | 54145.9633 | 141272624.0279 | 141272624.0279 | 380282325.373 | 908692664.7284 | 154398.4377 | 54145.9633 | 89196.4083 | -21.17%
113i | 198309287.7722 | 198309287.7722 | 237537997.0611 | 253503336.7232 | 53329.2843 | 126643772.7358 | 126643772.7358 | 366660998.2261 | 900531717.6522 | 132742.5118 | 53329.2843 | 88379.9093 | -21.87%
113j | 198309287.7722 | 198309287.7722 | 237537997.0611 | 253503336.7232 | 68471.1287 | 126643772.7358 | 126643772.7358 | 366660998.2261 | 900531717.6522 | 206455.9172 | 68471.1287 | 91177.7737 | -19.39%
114i | 198309287.7722 | 198309287.7722 | 237537997.0611 | 253503336.7232 | 68471.0541 | 126643772.7358 | 126643772.7358 | 366660998.2261 | 900531717.6522 | 206455.5371 | 68471.0541 | 91177.7591 | -19.39%
114j | 198309287.7722 | 198309287.7722 | 237537997.0611 | 253503336.7232 | 86358.1125 | 126643772.7358 | 126643772.7358 | 366660998.2261 | 900531717.6522 | 293555.9656 | 86358.1125 | 94483.9575 | -16.47%
115i | 131749469.3557 | 131749469.3557 | 165334447.284 | 177613227.7948 | 57076.004 | 100072715.4382 | 100072715.4382 | 335136536.8174 | 886979445.6021 | 277230.9817 | 57076.004 | 65201.7615 | -22.15%
115j | 100072715.4382 | 100072715.4382 | 112044615.9602 | 136197439.6466 | -39160.208 | 131749469.3557 | 131749469.3557 | 136003722.8357 | 142845229.8015 | -44051.0291 | 39160.208 | 48670.773 | -16.03%
116i | 126474653.6784 | 126474653.6784 | 138743137.3144 | 163457814.8592 | -50096.5561 | 165081137.451 | 165081137.451 | 168901114.2258 | 175224901.9957 | -56548.0872 | 50096.5561 | 59607.1336 | -14.21%
116j | 126474653.6784 | 126474653.6784 | 138743137.3144 | 163457814.8592 | -25083.1739 | 165081137.451 | 165081137.451 | 168901114.2258 | 175224901.9957 | -35662.3753 | 25083.1739 | 54381.2789 | -21.73%
117i | 201616277.6382 | 206358457.9767 | 219270087.0815 | 250264704.351 | -59911.7584 | 203751228.8034 | 274969213.5266 | 278521028.5159 | 423906111.3082 | -112686.3663 | 59911.7584 | 89209.7984 | -20.87%
117j | 201616277.6382 | 206358457.9767 | 219270087.0815 | 250264704.351 | -31906.3904 | 203751228.8034 | 274969213.5266 | 278521028.5159 | 423906111.3082 | -73775.5954 | 31906.3904 | 84497.5279 | -25.05%
118i | 377437306.8579 | 387146105.2551 | 400659149.8459 | 436786647.3386 | -106790.6801 | 249285333.5422 | 357160114.1512 | 359319760.6097 | 568062280.6496 | -124055.7378 | 106790.6801 | 159381.7576 | -13.83%
118j | 377437306.8579 | 387146105.2551 | 400659149.8459 | 436786647.3386 | -86404.4715 | 249285333.5422 | 357160114.1512 | 359319760.6097 | 568062280.6496 | -91990.9439 | 86404.4715 | 157086.229 | -15.07%
119i | 389817063.5411 | 399796772.4654 | 413604255.7531 | 450136445.4468 | -91635.6798 | 256821441.0448 | 380726945.493 | 383103973.8331 | 618421510.9846 | -107135.2704 | 91635.6798 | 162317.5698 | -15.89%
119j | 389817063.5411 | 399796772.4654 | 413604255.7531 | 450136445.4468 | -82350.7024 | 256821441.0448 | 380726945.493 | 383103973.8331 | 618421510.9846 | -91929.1708 | 82350.7024 | 161284.2899 | -16.43%
120i | 389817063.5411 | 399796772.4654 | 413604255.7531 | 450136445.4468 | -82350.5454 | 256821441.0448 | 380726945.493 | 383103973.8331 | 618421510.9846 | -91928.9402 | 82350.5454 | 161284.2754 | -16.43%
120j | 389817063.5411 | 399796772.4654 | 413604255.7531 | 450136445.4468 | -89656.0773 | 256821441.0448 | 380726945.493 | 383103973.8331 | 618421510.9846 | -103882.7561 | 89656.0773 | 162096.9623 | -16.01%
121i | 377437306.8579 | 387146105.2551 | 400659149.8459 | 436786647.3386 | -84420.9315 | 249285333.5422 | 357160114.1512 | 359319760.6097 | 568062280.6496 | -88846.3886 | 84420.9315 | 156861.659 | -15.19%
121j | 377437306.8579 | 387146105.2551 | 400659149.8459 | 436786647.3386 | -100179.784 | 249285333.5422 | 357160114.1512 | 359319760.6097 | 568062280.6496 | -113575.778 | 100179.784 | 158633.3015 | -14.23%
122i | 219161648.9189 | 223771821.2715 | 236703219.7604 | 267650221.0203 | -32387.3796 | 215919575.9716 | 288049457.1833 | 291325945.5921 | 437889971.3588 | -70807.5876 | 32387.3796 | 90840.7596 | -24.1%
122j | 219161648.9189 | 223771821.2715 | 236703219.7604 | 267650221.0203 | -53037.7135 | 215919575.9716 | 288049457.1833 | 291325945.5921 | 437889971.3588 | -99274.3764 | 53037.7135 | 94074.5535 | -21.39%
123i | 170586676.364 | 170586676.364 | 182975996.8248 | 207894678.1342 | -29818.61 | 202046357.7917 | 202046357.7917 | 204991459.9914 | 210047643.2384 | -37306.4591 | 29818.61 | 70855.4475 | -16.82%
123j | 170586676.364 | 170586676.364 | 182975996.8248 | 207894678.1342 | -46485.2848 | 202046357.7917 | 202046357.7917 | 204991459.9914 | 210047643.2384 | -51719.4719 | 46485.2848 | 73607.4398 | -13.59%
124i | 113115622.559 | 113115622.559 | 125308700.3588 | 149872631.9318 | -21858.4328 | 160541605.1285 | 160541605.1285 | 164911856.723 | 172036530.2362 | -36495.2696 | 21858.4328 | 48980.6278 | -25.67%
124j | 113115622.559 | 113115622.559 | 125308700.3588 | 149872631.9318 | -36957.3513 | 160541605.1285 | 160541605.1285 | 164911856.723 | 172036530.2362 | -48933.76 | 36957.3513 | 52392.9738 | -20.49%
125i | 100072715.4382 | 100072715.4382 | 112044615.9602 | 136197439.6466 | -31263.1074 | 131749469.3557 | 131749469.3557 | 136003722.8357 | 142845229.8015 | -37665.8944 | 31263.1074 | 46698.7049 | -19.43%
125j | 100072715.4382 | 100072715.4382 | 112044615.9602 | 136197439.6466 | -42637.7087 | 131749469.3557 | 131749469.3557 | 136003722.8357 | 142845229.8015 | -46905.8588 | 42637.7087 | 49482.9362 | -14.63%
126i | 100072715.4382 | 100072715.4382 | 112044615.9602 | 136197439.6466 | -42637.7087 | 131749469.3557 | 131749469.3557 | 136003722.8357 | 142845229.8015 | -46905.8588 | 42637.7087 | 49482.9362 | -14.63%
126j | 100072715.4382 | 100072715.4382 | 112044615.9602 | 136197439.6466 | -51213.9578 | 131749469.3557 | 131749469.3557 | 136003722.8357 | 142845229.8015 | -53872.2055 | 51213.9578 | 51582.7503 | -11.01%
127i | 93366829.4175 | 93366829.4175 | 104882870.3991 | 128170348.2521 | -48157.8741 | 97688095.8933 | 97688095.8933 | 101074301.9264 | 106517321.2168 | -40064.6096 | 40064.6096 | 40433.4146 | -17.76%
127j | 97688095.8933 | 97688095.8933 | 124365864.0467 | 134159589.5341 | 46954.4883 | 93366829.4175 | 93366829.4175 | 322245578.7625 | 885577977.0995 | 313940.2496 | 46954.4883 | 50124.5808 | -25.11%
128i | 97688095.8933 | 97688095.8933 | 124365864.0467 | 134159589.5341 | 46954.4883 | 93366829.4175 | 93366829.4175 | 322245578.7625 | 885577977.0995 | 313940.2496 | 46954.4883 | 50124.5808 | -25.11%
128j | 97688095.8933 | 97688095.8933 | 124365864.0467 | 134159589.5341 | 45011.8274 | 93366829.4175 | 93366829.4175 | 322245578.7625 | 885577977.0995 | 301940.3104 | 45011.8274 | 49661.1049 | -25.8%
129i | 97688095.8933 | 97688095.8933 | 124365864.0467 | 134159589.5341 | 45011.8102 | 93366829.4175 | 93366829.4175 | 322245578.7625 | 885577977.0995 | 301940.1918 | 45011.8102 | 49661.1002 | -25.8%
129j | 97688095.8933 | 97688095.8933 | 124365864.0467 | 134159589.5341 | 48036.1752 | 93366829.4175 | 93366829.4175 | 322245578.7625 | 885577977.0995 | 319184.3055 | 48036.1752 | 50317.0652 | -24.82%
130i | 88583555.4681 | 88583555.4681 | 112623720.4902 | 121239034.159 | 43135.5154 | 84522352.7571 | 84522352.7571 | 300416977.6386 | 845992348.5507 | 303237.2143 | 43135.5154 | 45416.4179 | -24.69%
130j | 84522352.7571 | 84522352.7571 | 95416677.9777 | 117477337.6893 | -44618.8287 | 88583555.4681 | 88583555.4681 | 91728562.6368 | 96736870.3985 | -36742.0019 | 36742.0019 | 36758.6044 | -17.5%
131i | 84522352.7571 | 84522352.7571 | 95416677.9777 | 117477337.6893 | -44618.7254 | 88583555.4681 | 88583555.4681 | 91728562.6368 | 96736870.3985 | -36741.9183 | 36741.9183 | 36758.5983 | -17.5%
131j | 88583555.4681 | 88583555.4681 | 112623720.4902 | 121239034.159 | 46070.833 | 84522352.7571 | 84522352.7571 | 300416977.6386 | 845992348.5507 | 321477.0924 | 46070.833 | 46070.833 | -23.61%
7.2.3. 연성 요구조건 | [12 empty] | ( ☞ 강.설 4.3.3.1.7.3)
| 1) | 공칭항복강도 690MPa 균질 합성단면 or 상부 및 하부플랜지의 공칭항복강도 690MPa
Dp ≤ 0.3Dt
| 2) | 그 밖의 단면인 경우
Dp ≤ 0.42Dt
여기서,
|  | Dt | = | 합성단면의 전체 높이
|  | Dp | = | 소성모멘트 상태어세 콘크리트 바닥판의 상단에서나 내부 con'c 하단에서 중립축까지의 거리
Table 7.2.3. Checking Ductility Requirement
Node | 정/부 | Dp 산정 |  |  | 전체 높이 산정 | [5 empty] | 0.42Dt | 검토
| 모멘트 | Case | YPNA | Dp | ttop | tbot | D | th | ts | Dt
101i | Negative | 8 | 1136.8577 | 1463.1423 | 22 | 12 | 2600 | 0 | 290 | 2622 | 1101.24 | -
101j | Negative | 8 | 1136.8577 | 1463.1423 | 22 | 12 | 2600 | 0 | 290 | 2622 | 1101.24 | -
102i | Negative | 8 | 1136.8577 | 1463.1423 | 22 | 12 | 2600 | 0 | 290 | 2622 | 1101.24 | -
102j | Positive | 4 | 250 | 250 | 22 | 12 | 2600 | 0 | 290 | 2902 | 1218.84 | OK
103i | Positive | 3 | 277.6059 | 277.6059 | 30 | 18 | 2800 | 0 | 290 | 3108 | 1305.36 | OK
103j | Positive | 3 | 277.6059 | 277.6059 | 30 | 18 | 2800 | 0 | 290 | 3108 | 1305.36 | OK
104i | Positive | 3 | 277.6059 | 277.6059 | 30 | 18 | 2800 | 0 | 290 | 3108 | 1305.36 | OK
104j | Positive | 3 | 277.6059 | 277.6059 | 30 | 18 | 2800 | 0 | 290 | 3108 | 1305.36 | OK
105i | Positive | 2 | 16.8516 | 268.8516 | 38 | 34 | 2800 | 0 | 290 | 3124 | 1312.08 | OK
105j | Positive | 2 | 16.8516 | 268.8516 | 38 | 34 | 2800 | 0 | 290 | 3124 | 1312.08 | OK
106i | Positive | 2 | 16.8516 | 268.8516 | 38 | 34 | 2800 | 0 | 290 | 3124 | 1312.08 | OK
106j | Positive | 2 | 16.8516 | 268.8516 | 38 | 34 | 2800 | 0 | 290 | 3124 | 1312.08 | OK
107i | Positive | 2 | 23.0597 | 273.0597 | 40 | 40 | 2800 | 0 | 290 | 3130 | 1314.6 | OK
107j | Positive | 2 | 23.0597 | 273.0597 | 40 | 40 | 2800 | 0 | 290 | 3130 | 1314.6 | OK
108i | Positive | 2 | 23.0597 | 273.0597 | 40 | 40 | 2800 | 0 | 290 | 3130 | 1314.6 | OK
108j | Positive | 2 | 23.0597 | 273.0597 | 40 | 40 | 2800 | 0 | 290 | 3130 | 1314.6 | OK
109i | Positive | 2 | 23.0597 | 273.0597 | 40 | 40 | 2800 | 0 | 290 | 3130 | 1314.6 | OK
109j | Positive | 2 | 23.0597 | 273.0597 | 40 | 40 | 2800 | 0 | 290 | 3130 | 1314.6 | OK
110i | Positive | 2 | 23.0597 | 273.0597 | 40 | 40 | 2800 | 0 | 290 | 3130 | 1314.6 | OK
110j | Positive | 2 | 23.0597 | 273.0597 | 40 | 40 | 2800 | 0 | 290 | 3130 | 1314.6 | OK
111i | Positive | 2 | 23.0597 | 273.0597 | 40 | 40 | 2800 | 0 | 290 | 3130 | 1314.6 | OK
111j | Positive | 2 | 23.0597 | 273.0597 | 40 | 40 | 2800 | 0 | 290 | 3130 | 1314.6 | OK
112i | Positive | 2 | 13.9116 | 267.9116 | 36 | 32 | 2800 | 0 | 290 | 3122 | 1311.24 | OK
112j | Positive | 2 | 13.9116 | 267.9116 | 36 | 32 | 2800 | 0 | 290 | 3122 | 1311.24 | OK
113i | Positive | 2 | 10.9116 | 270.9116 | 30 | 32 | 2800 | 0 | 290 | 3122 | 1311.24 | OK
113j | Positive | 2 | 10.9116 | 270.9116 | 30 | 32 | 2800 | 0 | 290 | 3122 | 1311.24 | OK
114i | Positive | 2 | 10.9116 | 270.9116 | 30 | 32 | 2800 | 0 | 290 | 3122 | 1311.24 | OK
114j | Positive | 2 | 10.9116 | 270.9116 | 30 | 32 | 2800 | 0 | 290 | 3122 | 1311.24 | OK
115i | Positive | 3 | 259.0269 | 259.0269 | 22 | 18 | 2800 | 0 | 290 | 3108 | 1305.36 | OK
115j | Negative | 8 | 1494.4307 | 1305.5693 | 22 | 18 | 2800 | 0 | 290 | 2822 | 1185.24 | -
116i | Negative | 8 | 1553.832 | 1260.168 | 26 | 24 | 2814 | 0 | 290 | 2840 | 1192.8 | -
116j | Negative | 8 | 1553.832 | 1260.168 | 26 | 24 | 2814 | 0 | 290 | 2840 | 1192.8 | -
117i | Negative | c | 2590.9802 | 333.0198 | 36 | 28 | 2924 | 0 | 290 | 2960 | 1243.2 | OK
117j | Negative | c | 2590.9802 | 333.0198 | 36 | 28 | 2924 | 0 | 290 | 2960 | 1243.2 | OK
118i | Negative | 8 | 2201.6531 | 901.3469 | 40 | 30 | 3103 | 0 | 290 | 3143 | 1320.06 | OK
118j | Negative | 8 | 2201.6531 | 901.3469 | 40 | 30 | 3103 | 0 | 290 | 3143 | 1320.06 | OK
119i | Negative | 8 | 2535.0404 | 664.9596 | 40 | 30 | 3200 | 0 | 290 | 3240 | 1360.8 | OK
119j | Negative | 8 | 2535.0404 | 664.9596 | 40 | 30 | 3200 | 0 | 290 | 3240 | 1360.8 | OK
120i | Negative | 8 | 2535.0404 | 664.9596 | 40 | 30 | 3200 | 0 | 290 | 3240 | 1360.8 | OK
120j | Negative | 8 | 2535.0404 | 664.9596 | 40 | 30 | 3200 | 0 | 290 | 3240 | 1360.8 | OK
121i | Negative | 8 | 2201.6531 | 901.3469 | 40 | 30 | 3103 | 0 | 290 | 3143 | 1320.06 | OK
121j | Negative | 8 | 2201.6531 | 901.3469 | 40 | 30 | 3103 | 0 | 290 | 3143 | 1320.06 | OK
122i | Negative | c | 2580.0779 | 343.9221 | 40 | 30 | 2924 | 0 | 290 | 2964 | 1244.88 | OK
122j | Negative | c | 2580.0779 | 343.9221 | 40 | 30 | 2924 | 0 | 290 | 2964 | 1244.88 | OK
123i | Negative | 8 | 1439.2506 | 1374.7494 | 40 | 30 | 2814 | 0 | 290 | 2854 | 1198.68 | -
123j | Negative | 8 | 1439.2506 | 1374.7494 | 40 | 30 | 2814 | 0 | 290 | 2854 | 1198.68 | -
124i | Negative | 8 | 1663.4906 | 1136.5094 | 26 | 24 | 2800 | 0 | 290 | 2826 | 1186.92 | -
124j | Negative | 8 | 1663.4906 | 1136.5094 | 26 | 24 | 2800 | 0 | 290 | 2826 | 1186.92 | -
125i | Negative | 8 | 1494.4307 | 1305.5693 | 22 | 18 | 2800 | 0 | 290 | 2822 | 1185.24 | -
125j | Negative | 8 | 1494.4307 | 1305.5693 | 22 | 18 | 2800 | 0 | 290 | 2822 | 1185.24 | -
126i | Negative | 8 | 1494.4307 | 1305.5693 | 22 | 18 | 2800 | 0 | 290 | 2822 | 1185.24 | -
126j | Negative | 8 | 1494.4307 | 1305.5693 | 22 | 18 | 2800 | 0 | 290 | 2822 | 1185.24 | -
127i | Negative | 8 | 1151 | 1649 | 22 | 10 | 2800 | 0 | 290 | 2822 | 1185.24 | -
127j | Positive | 5 | 249.5255 | 249.5255 | 22 | 10 | 2800 | 0 | 290 | 3100 | 1302 | OK
128i | Positive | 5 | 249.5255 | 249.5255 | 22 | 10 | 2800 | 0 | 290 | 3100 | 1302 | OK
128j | Positive | 5 | 249.5255 | 249.5255 | 22 | 10 | 2800 | 0 | 290 | 3100 | 1302 | OK
129i | Positive | 5 | 249.5255 | 249.5255 | 22 | 10 | 2800 | 0 | 290 | 3100 | 1302 | OK
129j | Positive | 5 | 249.5255 | 249.5255 | 22 | 10 | 2800 | 0 | 290 | 3100 | 1302 | OK
130i | Positive | 5 | 241.2233 | 241.2233 | 22 | 10 | 2600 | 0 | 290 | 2900 | 1218 | OK
130j | Negative | 8 | 1051 | 1549 | 22 | 10 | 2600 | 0 | 290 | 2622 | 1101.24 | -
131i | Negative | 8 | 1051 | 1549 | 22 | 10 | 2600 | 0 | 290 | 2622 | 1101.24 | -
131j | Positive | 5 | 241.2233 | 241.2233 | 22 | 10 | 2600 | 0 | 290 | 2900 | 1218 | -
7.2.4. 콘크리트 응력 검토
| 1) | 콘크리트 종방향 응력을 : 0.6f'c 이하 | [10 empty] | ( ☞ 강.설 4.3.3.2.7.2)
| 2) | 작용응력
| 3) | 단기 탄성계수 n 사용 | [10 empty] | ( ☞ 강.설 4.3.3.1.1.1)
n = E / Ec
|  |  | 구분 |  | 기준강도 |  | 한계강도 |  | n = E / Ec
[5 empty] | f'c |  | 0.6f'c
|  |  | 슬래블 |  | 35 |  | 21 |  | 6.4337
|  |  | 내부 con'c |  | 50 |  | 30 |  | 5.7028
Table 7.2.4. Checking concrete stress
Node | 부재력 집계 |  |  |  |  | 단면계수 |  |  | 적용응력 |  | 검토
| 1.25DC3 | 1.25DC4 | 1.5DW | 1.8LLmin | 1.8LLmax | Sbot1 | Sbot2 | Sdeck | ¦fdeck¦ | ¦fbot¦ | Deck | Bot con'c
101i | -0.0375 | 0 | 0.015 | 0 | 0 | 97507504.0793 | 106170523.5079 | 480824349.6588 | - | - | - | -
101j | -11.0125 | -1.525 | -1.8 | -257.886 | 0 | 97507504.0793 | 106170523.5079 | 480824349.6588 | - | - | - | -
102i | -11.05 | -1.5125 | -1.74 | -257.904 | -3.6 | 97507504.0793 | 106170523.5079 | 480824349.6588 | - | - | - | -
102j | 4461.4125 | 1048.8125 | 1105.605 | -418.824 | 5495.274 | 97507504.0793 | 106170523.5079 | 480824349.6588 | 2.4728 | - | OK | -
103i | 4461.4 | 1048.8125 | 1105.605 | -418.824 | 5495.274 | 139215539.155 | 148122151.4527 | 576651336.465 | 2.0619 | - | OK | -
103j | 10041.1 | 2397.15 | 2515.68 | -768.078 | 12261.204 | 139215539.155 | 148122151.4527 | 576651336.465 | 4.6291 | - | OK | -
104i | 10041.1 | 2397.125 | 2515.68 | -768.078 | 12261.222 | 139215539.155 | 148122151.4527 | 576651336.465 | 4.6291 | - | OK | -
104j | 16173.4875 | 3867.4625 | 4074.84 | -1366.74 | 19647.558 | 139215539.155 | 148122151.4527 | 576651336.465 | 7.4366 | - | OK | -
105i | 16173.4375 | 3867.5 | 4074.855 | -1366.74 | 19647.558 | 219677484.5068 | 229887318.3204 | 656159291.586 | 6.5355 | - | OK | -
105j | 21187.2625 | 5086.2 | 5344.5 | -1965.582 | 25574.508 | 219677484.5068 | 229887318.3204 | 656159291.586 | 8.5289 | - | OK | -
106i | 21187.1375 | 5086.1875 | 5344.53 | -1965.582 | 25574.508 | 219677484.5068 | 229887318.3204 | 656159291.586 | 8.5289 | - | OK | -
106j | 24573.375 | 5899.875 | 6212.97 | -2564.694 | 29595.096 | 219677484.5068 | 229887318.3204 | 656159291.586 | 9.8797 | - | OK | -
107i | 24573.3625 | 5899.8375 | 6212.97 | -2564.694 | 29595.096 | 255133624.1628 | 264277509.5823 | 690280014.5728 | 9.3914 | - | OK | -
107j | 26840.6875 | 6461.85 | 6792.015 | -3166.344 | 32520.294 | 255133624.1628 | 264277509.5823 | 690280014.5728 | 10.307 | - | OK | -
108i | 26840.675 | 6461.85 | 6791.94 | -3166.344 | 32520.294 | 255133624.1628 | 264277509.5823 | 690280014.5728 | 10.307 | - | OK | -
108j | 27451.4 | 6614.4375 | 6966.915 | -3768.552 | 33542.838 | 255133624.1628 | 264277509.5823 | 690280014.5728 | 10.611 | - | OK | -
109i | 27451.45 | 6614.475 | 6966.93 | -3768.552 | 33542.838 | 255133624.1628 | 264277509.5823 | 690280014.5728 | 10.611 | - | OK | -
109j | 26943.125 | 6515.375 | 6852.225 | -4370.778 | 33571.188 | 255133624.1628 | 264277509.5823 | 690280014.5728 | 10.5692 | - | OK | -
110i | 26943.15 | 6515.3625 | 6852.285 | -4370.778 | 33571.17 | 255133624.1628 | 264277509.5823 | 690280014.5728 | 10.5692 | - | OK | -
110j | 24959.5625 | 6057.1125 | 6369.9 | -4971.816 | 32091.93 | 255133624.1628 | 264277509.5823 | 690280014.5728 | 10.0243 | - | OK | -
111i | 24959.6125 | 6057.1 | 6369.84 | -4971.816 | 32091.93 | 255133624.1628 | 264277509.5823 | 690280014.5728 | 10.0243 | - | OK | -
111j | 21473.925 | 5238.175 | 5518.575 | -5569.632 | 29081.61 | 255133624.1628 | 264277509.5823 | 690280014.5728 | 8.9704 | - | OK | -
112i | 21474.0375 | 5238.1875 | 5518.56 | -5569.632 | 29081.61 | 208693533.3352 | 219016886.2238 | 646302845.6129 | 9.5808 | - | OK | -
112j | 16869.8 | 4167.875 | 4377.57 | -6167.448 | 25180.416 | 208693533.3352 | 219016886.2238 | 646302845.6129 | 8.1108 | - | OK | -
113i | 16869.875 | 4167.8375 | 4377.6 | -6167.448 | 25180.416 | 204166648.0755 | 216093952.4035 | 637066277.0597 | 8.2284 | - | OK | -
113j | 10649.8875 | 2689.7 | 2834.82 | -6763.374 | 19614.906 | 204166648.0755 | 216093952.4035 | 637066277.0597 | 6.1335 | - | OK | -
114i | 10649.9125 | 2689.725 | 2834.805 | -6763.374 | 19614.906 | 204166648.0755 | 216093952.4035 | 637066277.0597 | 6.1335 | - | OK | -
114j | 3311.4 | 959.975 | 1002.495 | -7419.204 | 13430.088 | 204166648.0755 | 216093952.4035 | 637066277.0597 | 3.7555 | - | OK | -
115i | 3311.3375 | 959.9875 | 1002.495 | -7419.204 | 13430.088 | 133712676.1854 | 144724538.0133 | 566535651.6475 | 4.223 | - | OK | -
115j | -5651.9125 | -1170.9875 | -1228.365 | -9789.48 | 7504.29 | 133712676.1854 | 144724538.0133 | 566535651.6475 | - | - | - | -
116i | -5651.925 | -1170.9875 | -1228.365 | -9789.48 | 7504.29 | 168332950.2526 | 178321096.9692 | 611055657.3652 | - | - | - | -
116j | -15733.9875 | -3553.575 | -3748.755 | -14647.572 | 3742.632 | 168332950.2526 | 178321096.9692 | 611055657.3652 | - | - | - | -
117i | -15733.95 | -3553.575 | -3748.74 | -14647.59 | 3742.632 | 418696234.271 | 434884061.9568 | 693872833.3257 | - | 15.44 | - | OK
117j | -27528.3375 | -6347.1875 | -6675.975 | -24154.974 | 1164.168 | 418696234.271 | 434884061.9568 | 693872833.3257 | - | 26.5198 | - | OK
118i | -27528.2625 | -6347.225 | -6675.99 | -24154.974 | 1164.168 | 569434270.7957 | 580693032.9456 | 838677297.1814 | - | 19.7038 | - | OK
118j | -36449.975 | -8452.4 | -8897.22 | -31990.464 | 335.088 | 569434270.7957 | 580693032.9456 | 838677297.1814 | - | 26.1237 | - | OK
119i | -36450.0625 | -8452.45 | -8897.265 | -31990.464 | 335.088 | 619000696.8775 | 632189635.2986 | 867902634.0667 | - | 24.0113 | - | OK
119j | -40441.1875 | -9392.375 | -9892.65 | -35591.31 | 173.736 | 619000696.8775 | 632189635.2986 | 867902634.0667 | - | 26.6775 | - | OK
120i | -40441.2375 | -9392.5125 | -9892.605 | -35588.502 | 184.428 | 619000696.8775 | 632189635.2986 | 867902634.0667 | - | 26.6767 | - | OK
120j | -37285.05 | -8654.275 | -9109.635 | -33344.928 | 603.144 | 619000696.8775 | 632189635.2986 | 867902634.0667 | - | 24.7384 | - | OK
121i | -37284.8875 | -8654.2875 | -9109.59 | -33344.928 | 603.144 | 569434270.7957 | 580693032.9456 | 838677297.1814 | - | 26.9149 | - | OK
121j | -30311.9 | -7019.825 | -7383.78 | -28863.216 | 2553.444 | 569434270.7957 | 580693032.9456 | 838677297.1814 | - | 22.3996 | - | OK
122i | -30311.7875 | -7019.825 | -7383.78 | -28863.216 | 2553.444 | 434933535.1801 | 449769904.6999 | 712401471.4994 | - | 29.0893 | - | OK
122j | -21301.125 | -4898.6875 | -5164.44 | -24136.812 | 7256.718 | 434933535.1801 | 449769904.6999 | 712401471.4994 | - | 21.9215 | - | OK
123i | -21301.1375 | -4898.6875 | -5164.425 | -24136.812 | 7256.718 | 206744168.4864 | 214534013.7284 | 660349858.0911 | - | - | - | -
123j | -13959.125 | -3185.4375 | -3348.705 | -20764.296 | 11435.058 | 206744168.4864 | 214534013.7284 | 660349858.0911 | - | - | - | -
124i | -13959.15 | -3185.4375 | -3348.72 | -20764.296 | 11435.058 | 163880305.7669 | 175205552.2063 | 600712905.3863 | - | - | - | -
124j | -7735.975 | -1723.7375 | -1822.485 | -17650.836 | 14865.948 | 163880305.7669 | 175205552.2063 | 600712905.3863 | - | - | - | -
125i | -7735.95 | -1723.7375 | -1822.485 | -17650.836 | 14865.948 | 133712676.1854 | 144724538.0133 | 566535651.6475 | - | - | - | -
125j | -3183.1125 | -668.5125 | -699.465 | -14626.728 | 16329.69 | 133712676.1854 | 144724538.0133 | 566535651.6475 | - | - | - | -
126i | -3183.1125 | -668.5125 | -699.465 | -14626.728 | 16329.69 | 133712676.1854 | 144724538.0133 | 566535651.6475 | - | - | - | -
126j | 251.025 | 135.1375 | 134.07 | -11609.802 | 16723.134 | 133712676.1854 | 144724538.0133 | 566535651.6475 | - | - | - | -
127i | 251.0125 | 135.1375 | 134.07 | -11609.802 | 16723.116 | 98399085.8098 | 107210502.4403 | 515081444.4772 | - | - | - | -
127j | 2086.2375 | 540.0125 | 571.605 | -8612.676 | 14991.966 | 98399085.8098 | 107210502.4403 | 515081444.4772 | 4.8594 | - | OK | -
128i | 2086.2375 | 540.0125 | 571.605 | -8612.676 | 14991.966 | 98399085.8098 | 107210502.4403 | 515081444.4772 | 4.8594 | - | OK | -
128j | 2802.7 | 693.3125 | 719.64 | -5615.55 | 11894.22 | 98399085.8098 | 107210502.4403 | 515081444.4772 | 4.0156 | - | OK | -
129i | 2802.7125 | 693.3125 | 719.64 | -5615.55 | 11894.22 | 98399085.8098 | 107210502.4403 | 515081444.4772 | 4.0156 | - | OK | -
129j | 1362.1 | 307.9375 | 330.165 | -1740.78 | 4429.548 | 98399085.8098 | 107210502.4403 | 515081444.4772 | 1.5292 | - | OK | -
130i | 1362.1 | 307.9375 | 330.165 | -1740.78 | 4429.548 | 89278260.0223 | 97411739.5719 | 466796096.5769 | 1.6874 | - | OK | -
130j | -11.0375 | -1.5125 | -1.74 | -257.922 | -3.6 | 89278260.0223 | 97411739.5719 | 466796096.5769 | - | - | - | -
131i | -11.075 | -1.525 | -1.755 | -257.886 | 0 | 89278260.0223 | 97411739.5719 | 466796096.5769 | - | - | - | -
131j | 0 | 0 | 0 | 0 | 0 | 89278260.0223 | 97411739.5719 | 466796096.5769 | 0 | - | OK | -
7.2.5. Flexure checking
| Noncompact section | [7 empty] | Compact section
| 압축플랜지 |  |  |  | 인장플랜지
| (강.설 4.3-254 & 4.3-263) |  |  |  | (강.설 4.3-255 & 4.3-264) |  |  |  | (강.설 4.3-253)
| fbu ≤ ΦfFnc |  |  |  | fbu ≤ ΦfFnt |  |  |  | Mu ≤ ΦfMn
1) 플랜지 응력 (fbu) 산정
2) Fnc 산정 (Nominal flexural resistance of compression flange)
|  | In positive moment | [5 empty] | In negative moment
|  | (강.설 4.3.3.2.7.2(2)) | [5 empty] | (강.설 4.3.3.2.8.2(2))
|  | Fnc = RbRhFyc |  |  | for Open flange
|  | Fnc = RbRhFycD |  |  | for Box flange
T = 계수하중에 의한 내부토크
A0 = 박스거더 단면의 폐합단면적
|  | · | Calculation of Rh (Hybrid factor) | [9 empty] | ( ☞ 강.설 4.3.3.1.1.10(1))
|  |  | Case |  |  |  |  | Rh
|  |  | Fyw ≥ Fyf |  |  |  |  | 1
|  |  | Otherwise |  |  |  |  | [12+β(3ρ-ρ³)]/(12+2β)
ρ = min(Fyw/fn ; 1.0)
fn = max(Fyf, fbu)
β = 2Dntw/Afn
Dn = 단면의 탄성중립축으로 부터 양플린지 안쪽 면까지의 거리 중 큰값
Afn = 플랜지 단면적과 Dn 방향에 위치한 플랜지 덮개판 면적의 합
|  | · | Calculation of Rb (Web load shedding factor) | [9 empty] | ( ☞ 강.설 4.3.3.1.1.10(2))
|  |  | Case | [7 empty] | Rb
|  |  | D/tw ≤ 150 (300) |  |  | In Positive moment |  |  |  |  | 1
bf/(2tf) ≤ 12
|  |  | bf ≤ D/6 |  |  | In Positive moment |  |  |  |  | 1
tf ≥ 1.1tw
|  |  | D/tw ≤ 0.95√(Ek/Fyc) |  |  | 수평보강재 있음 |  |  |  |  | 1
|  |  | 2Dc/tw ≤ λrw | [7 empty] | 1
Otherwise
Since the cross - section proportion limits are satisfied, so Rb is taken as 1.0
|  | · | Calculation of k - bend-buckling coefficient | [9 empty] | ( ☞ 강.설 4.3.3.1.1.9)
|  |  | Case | [5 empty] | k
|  |  | - 양쭉단이 압축 경우 | [5 empty] | 7.2
- Otherwise
[5 empty] | 보강재 없음 |  |  |  | 9/(Dc/D)²
[5 empty] | ds/Dc ≥ 0.4 |  |  |  | 5.17/(ds/D)² ≥ 9/(Dc/D)²
[5 empty] | ds/Dc < 0.4 |  |  |  | 11.64/[(Dc-ds)/D]²
ds = 수평보강재 중심선과 압축플랜지 안쪽면사이의 거리
|  | · | Calculation of awc | [9 empty] | ( ☞ 강.설 4.3.3.1.1.10(2))
|  |  | Case | [5 empty] | awc
|  |  | 수평보강재 있음 |  |  |  |  | 2Dctw
|  |  | 정모멘트 |  |  |  |  | bfctfc + bsts(1 - fDC1/Fyc)/(3n)
|  |  | Otherwise | [5 empty] | 2Dctw/(bfctfc)
fDC1 = compression flange stress caused by factored permanent load applied before composite
λrw = 5.7 √(E/Fyc)
|  | · | Calculation of Fcb | [9 empty] | ( ☞ 강.설 4.3.3.2.8.2(2))
|  |  | Case | [5 empty] | Fcb
|  |  | λf ≤ λp | [5 empty] | RbRhFycΔ
λp < λf ≤ λr
|  |  | λr < λf | [5 empty] | 0.9ERbk/λf²
Fyr = min[(Δ - 0.3)Fyc ; Fyw]
|  |  | T | = | 계수하중에 의한 내부토크
|  |  | A0 | = | 박스거더 단면의 폐합단면적
|  |  | w | = | max(w1, w2)
압축플랜지의 종방향보강재 폭 또는 웨브로부터 가장 가까운 종방향보강재까지의 거리 중 큰 값
|  | · | Calculation of Fcv (can be used the values from Constructibility) | [9 empty] | ( ☞ 강.설 4.3.3.2.8.2(2))
|  |  | Case | [5 empty] | Fcv
|  |  | λf ≤ 1.12√(Eks/Fyc) | [5 empty] | 0.58Fyc
|  |  | 1.12√(Eks/Fyc) < λf ≤ 1.40√(Eks/Fyc) | [5 empty] | 0.65√(FycEks)/λf
|  |  | λf > 1.40√(Eks/Fyc) | [5 empty] | 0.9Eks/λf²
|  | · | Calculation of k, ks - Plate-buckling coefficient (can be used the values from Constructibility)
|  |  | Case |  |  |  | k |  |  |  | ks
|  |  | 종리브 없음 |  |  |  | 4 |  |  |  | 5.34
[5 empty] | n = 1 |  | 1.0 £ [8Is/(wtfc3)]1/3 £ 4.0
종리브 있음
[5 empty] | n = 2 |  | 1.0 £ [0.894Is/(wtfc3)]1/3 £ 4.0
n = 등간격인 종방향보강재의 수
Is = 종리브 단면2차모멘트
Dc = 탄성범위 내에서 웨브의 압축 측 높이
ds = 수평보강재 중심선과 압축플랜지 안쪽면사이의 거리
w = max(w1, w2) 압축플랜지의 종방향보강재 사이 폭 또는 웨브로부터
가장 가까운종방향보강재까지의 거리 중 큰 값
| 3) 공칭휨강도 Mn 산정 (Nominal flexural resistance) | [11 empty] | ( ☞ 강.설 4.3.3.1.7.1 (2))
· 공칭항복강도 485MPa 이하인 강재로 균질 합성단면 or 상부 및 하부플랜지의 공칭항복강도 485MPa
|  | Case |  |  |  |  | Mn
|  | Dp £ 0.1Dt |  |  |  |  | Mn = Mp
|  | Otherwise |  |  |  |  | Mn = Mp(1.07 - 0.7Dp/Dt)
· 공칭항복강도 690MPa 강재로 균질 합성단면 or 상부 및 하부플랜지의 공칭항복강도 690MPa
|  | Case |  |  |  |  | Mn
|  | Dp £ 0.1Dt |  |  |  |  | Mn = Mp
|  | 0.1Dt < Dp £ 0.2Dt |  |  |  |  | Mn = Mp(1.19 - 1.9Dp/Dt)
|  | Otherwise |  |  |  |  | Mn = Mp(1.0 - 0.95Dp/Dt)
· 연속교의 경우 단며의 공칭휨강도는 다음 식을 만족해야한다
Mn ≤ 1.3RhMy
여기서,
|  | Mp | = | 소성모멘트
|  | My | = | 항복모멘트
|  | Dt | = | 합성단면의 전체높이
|  | Dp | = | 소성모멘트 상태어세 콘크리트 바닥판의 상단에서나 내부 con'c 하단에서 중립축까지의 거리
4) Fnt 산정 (Nominal flexural resistance of tension flange)
|  | Case | [6 empty] | Fnt
|  | Positive moment | [6 empty] | RhFytΔ |  |  |  | ( ☞ 강.설 4.3.3.2.7.2 (2))
|  | Negative moment |  |  | for Open flange |  |  |  | RhFyt |  |  |  | ( ☞ 강.설 4.3.3.2.8.3)
[5 empty] | for Box flange |  |  |  | RhFytΔ
| 5) 'Classification of compact or noncompact section | [11 empty] | ( ☞ 강.설 4.3.3.2.6.2 (2))
|  |  | a | = | 자간 중앙에서의 안접 박스 간 플랜지의 중심간격
|  |  | w | = | 같이 각 박스단면의 플랜지 중심간격
|  |  | b | = | 난간이나 연석을 포함한 바닥판의 내민부
|  |  | S | = | 웨브의 경사도
|  |  | Dcp | = | 소성모멘트 적용 시 압축을 받는 웨브의 높이
Dcp > 0 for the case the plastic neutral axis is in the web, others cases Dcp = 0
Table 7.2.5. Calculation of box girder enclosed area A0_NC (noncomposite) and A0_C (composite)
Node | Top flange |  |  | Bottom flange |  |  | Deck slab |  |  | Web | A0_NC | A0_C
| ntop | btop | ttop | bbot | tbot | cbot | th | ts | w | D
101i | 2 | 500 | 22 | 1940 | 12 | 120 | 0 | 290 | 2350 | 2600 | 5299425 | 5570775
101j | 2 | 500 | 22 | 1940 | 12 | 120 | 0 | 290 | 2350 | 2600 | 5299425 | 5570775
102i | 2 | 500 | 22 | 1940 | 12 | 120 | 0 | 290 | 2350 | 2600 | 5299425 | 5570775
102j | 2 | 500 | 22 | 1940 | 12 | 120 | 0 | 290 | 2350 | 2600 | 5299425 | 5570775
103i | 2 | 500 | 30 | 1940 | 18 | 120 | 0 | 290 | 2400 | 2800 | 5789200 | 6055700
103j | 2 | 500 | 30 | 1940 | 18 | 120 | 0 | 290 | 2400 | 2800 | 5789200 | 6055700
104i | 2 | 500 | 30 | 1940 | 18 | 120 | 0 | 290 | 2400 | 2800 | 5789200 | 6055700
104j | 2 | 500 | 30 | 1940 | 18 | 120 | 0 | 290 | 2400 | 2800 | 5789200 | 6055700
105i | 2 | 500 | 38 | 1940 | 34 | 120 | 0 | 290 | 2400 | 2800 | 5813800 | 6072100
105j | 2 | 500 | 38 | 1940 | 34 | 120 | 0 | 290 | 2400 | 2800 | 5813800 | 6072100
106i | 2 | 500 | 38 | 1940 | 34 | 120 | 0 | 290 | 2400 | 2800 | 5813800 | 6072100
106j | 2 | 500 | 38 | 1940 | 34 | 120 | 0 | 290 | 2400 | 2800 | 5813800 | 6072100
107i | 2 | 600 | 40 | 1940 | 40 | 120 | 0 | 290 | 2400 | 2800 | 5822000 | 6078250
107j | 2 | 600 | 40 | 1940 | 40 | 120 | 0 | 290 | 2400 | 2800 | 5822000 | 6078250
108i | 2 | 600 | 40 | 1940 | 40 | 120 | 0 | 290 | 2400 | 2800 | 5822000 | 6078250
108j | 2 | 600 | 40 | 1940 | 40 | 120 | 0 | 290 | 2400 | 2800 | 5822000 | 6078250
109i | 2 | 600 | 40 | 1940 | 40 | 120 | 0 | 290 | 2400 | 2800 | 5822000 | 6078250
109j | 2 | 600 | 40 | 1940 | 40 | 120 | 0 | 290 | 2400 | 2800 | 5822000 | 6078250
110i | 2 | 600 | 40 | 1940 | 40 | 120 | 0 | 290 | 2400 | 2800 | 5822000 | 6078250
110j | 2 | 600 | 40 | 1940 | 40 | 120 | 0 | 290 | 2400 | 2800 | 5822000 | 6078250
111i | 2 | 600 | 40 | 1940 | 40 | 120 | 0 | 290 | 2400 | 2800 | 5822000 | 6078250
111j | 2 | 600 | 40 | 1940 | 40 | 120 | 0 | 290 | 2400 | 2800 | 5822000 | 6078250
112i | 2 | 500 | 36 | 1940 | 32 | 120 | 0 | 290 | 2400 | 2800 | 5809700 | 6070050
112j | 2 | 500 | 36 | 1940 | 32 | 120 | 0 | 290 | 2400 | 2800 | 5809700 | 6070050
113i | 2 | 500 | 30 | 1940 | 32 | 120 | 0 | 290 | 2400 | 2800 | 5803550 | 6070050
113j | 2 | 500 | 30 | 1940 | 32 | 120 | 0 | 290 | 2400 | 2800 | 5803550 | 6070050
114i | 2 | 500 | 30 | 1940 | 32 | 120 | 0 | 290 | 2400 | 2800 | 5803550 | 6070050
114j | 2 | 500 | 30 | 1940 | 32 | 120 | 0 | 290 | 2400 | 2800 | 5803550 | 6070050
115i | 2 | 500 | 22 | 1940 | 18 | 120 | 0 | 290 | 2400 | 2800 | 5781000 | 6055700
115j | 2 | 500 | 22 | 1940 | 18 | 120 | 0 | 290 | 2400 | 2800 | 5781000 | 6055700
116i | 2 | 600 | 26 | 1937 | 24 | 120 | 0 | 290 | 2400 | 2814 | 5815691.5 | 6086093.5
116j | 2 | 600 | 26 | 1937 | 24 | 120 | 0 | 290 | 2400 | 2814 | 5815691.5 | 6086093.5
117i | 2 | 800 | 36 | 1909 | 28 | 120 | 0 | 290 | 2400 | 2924 | 6013982 | 6272363.5
117j | 2 | 800 | 36 | 1909 | 28 | 120 | 0 | 290 | 2400 | 2924 | 6013982 | 6272363.5
118i | 1 | 2900 | 40 | 1864 | 30 | 120 | 0 | 290 | 2400 | 3103 | 6313656 | 6565156
118j | 1 | 2900 | 40 | 1864 | 30 | 120 | 0 | 290 | 2400 | 3103 | 6313656 | 6565156
119i | 1 | 2900 | 40 | 1840 | 30 | 120 | 0 | 290 | 2400 | 3200 | 6470000 | 6720000
119j | 1 | 2900 | 40 | 1840 | 30 | 120 | 0 | 290 | 2400 | 3200 | 6470000 | 6720000
120i | 1 | 2900 | 40 | 1840 | 30 | 120 | 0 | 290 | 2400 | 3200 | 6470000 | 6720000
120j | 1 | 2900 | 40 | 1840 | 30 | 120 | 0 | 290 | 2400 | 3200 | 6470000 | 6720000
121i | 1 | 2900 | 40 | 1864 | 30 | 120 | 0 | 290 | 2400 | 3103 | 6313656 | 6565156
121j | 1 | 2900 | 40 | 1864 | 30 | 120 | 0 | 290 | 2400 | 3103 | 6313656 | 6565156
122i | 2 | 800 | 40 | 1909 | 30 | 120 | 0 | 290 | 2400 | 2924 | 6020085.5 | 6274398
122j | 2 | 800 | 40 | 1909 | 30 | 120 | 0 | 290 | 2400 | 2924 | 6020085.5 | 6274398
123i | 2 | 600 | 40 | 1937 | 30 | 120 | 0 | 290 | 2400 | 2814 | 5836176.5 | 6092239
123j | 2 | 600 | 40 | 1937 | 30 | 120 | 0 | 290 | 2400 | 2814 | 5836176.5 | 6092239
124i | 2 | 500 | 26 | 1940 | 24 | 120 | 0 | 290 | 2400 | 2800 | 5791250 | 6061850
124j | 2 | 500 | 26 | 1940 | 24 | 120 | 0 | 290 | 2400 | 2800 | 5791250 | 6061850
125i | 2 | 500 | 22 | 1940 | 18 | 120 | 0 | 290 | 2400 | 2800 | 5781000 | 6055700
125j | 2 | 500 | 22 | 1940 | 18 | 120 | 0 | 290 | 2400 | 2800 | 5781000 | 6055700
126i | 2 | 500 | 22 | 1940 | 18 | 120 | 0 | 290 | 2400 | 2800 | 5781000 | 6055700
126j | 2 | 500 | 22 | 1940 | 18 | 120 | 0 | 290 | 2400 | 2800 | 5781000 | 6055700
127i | 2 | 500 | 22 | 1940 | 10 | 120 | 0 | 290 | 2400 | 2800 | 5772800 | 6047500
127j | 2 | 500 | 22 | 1940 | 10 | 120 | 0 | 290 | 2400 | 2800 | 5772800 | 6047500
128i | 2 | 500 | 22 | 1940 | 10 | 120 | 0 | 290 | 2400 | 2800 | 5772800 | 6047500
128j | 2 | 500 | 22 | 1940 | 10 | 120 | 0 | 290 | 2400 | 2800 | 5772800 | 6047500
129i | 2 | 500 | 22 | 1940 | 10 | 120 | 0 | 290 | 2400 | 2800 | 5772800 | 6047500
129j | 2 | 500 | 22 | 1940 | 10 | 120 | 0 | 290 | 2400 | 2800 | 5772800 | 6047500
130i | 2 | 500 | 22 | 1940 | 10 | 120 | 0 | 290 | 2350 | 2600 | 5297400 | 5568750
130j | 2 | 500 | 22 | 1940 | 10 | 120 | 0 | 290 | 2350 | 2600 | 5297400 | 5568750
131i | 2 | 500 | 22 | 1940 | 10 | 120 | 0 | 290 | 2350 | 2600 | 5297400 | 5568750
131j | 2 | 500 | 22 | 1940 | 10 | 120 | 0 | 290 | 2350 | 2600 | 5297400 | 5568750
Table 7.2.6. Calculation of Δ
Node | Torsional moment | [6 empty] | fv_NC | fv_C | fv | Δ
| DC1 | DC2 | DC3 | DC4 | DW | LLmax | LLmin
101i | 0 | 0 | 0 | 0 | 0 | 160.28 | -46.09 | 0 | 2.1579 | 2.1579 | 0.99998
101j | 0 | 0 | 0.9 | 15.89 | -0.72 | 160.28 | -46.09 | 0.0088453 | 2.2984 | 2.3072 | 0.99998
102i | 2.91 | 0 | 31.24 | -243.31 | 26.85 | 974.62 | -2.07 | 0.33563 | -2.0014 | -1.6658 | 0.99999
102j | 2.91 | 0 | 35.58 | -166.73 | 23.38 | 978.06 | -1000.04 | 0.20634 | -8.051 | -7.8447 | 0.99979
103i | 2.91 | 0 | 35.58 | -166.73 | 23.38 | 978.06 | -1000.04 | 0.13851 | -5.4313 | -5.2928 | 0.9999
103j | 2.91 | 0 | 32.55 | -59.8 | 18.54 | 983.39 | -1000.04 | 0.12761 | -5.0834 | -4.9558 | 0.99991
104i | 2.93 | 0 | 20.57 | -254.66 | 22.37 | 1047.63 | -1064.74 | 0.084568 | -6.0585 | -5.9739 | 0.99988
104j | 2.93 | 0 | 16.47 | -110.16 | 15.82 | 1054.84 | -1064.74 | 0.069814 | -5.5884 | -5.5186 | 0.99989
105i | 2.93 | 0 | 16.47 | -110.16 | 15.82 | 1054.84 | -1064.74 | 0.054883 | -4.4 | -4.3451 | 0.99993
105j | 2.93 | 0 | 12.37 | 34.34 | 9.27 | 1062.05 | -1064.74 | 0.043284 | 4.2657 | 4.309 | 0.99994
106i | 1 | 0 | 6.68 | -193.07 | 13.42 | 816.45 | -813.78 | 0.021727 | -3.6535 | -3.6318 | 0.99995
106j | 1 | 0 | 2.58 | -48.57 | 6.87 | 823.66 | -813.52 | 0.010128 | -3.2824 | -3.2722 | 0.99996
107i | 1 | 0 | 2.58 | -48.57 | 6.87 | 823.66 | -813.52 | 0.009608 | -3.1151 | -3.1055 | 0.99997
107j | 1 | 0 | -1.52 | 95.93 | 0.32 | 830.87 | -813.52 | -0.0013956 | 3.3232 | 3.3218 | 0.99996
108i | -2.04 | 0 | -11.49 | -143.97 | 5.47 | 639.02 | -617.11 | -0.036312 | -2.6376 | -2.6739 | 0.99998
108j | -2.04 | 0 | -15.59 | 0.53 | -1.08 | 644.38 | -597.45 | -0.047315 | -2.2136 | -2.2609 | 0.99998
109i | -2.04 | 0 | -15.59 | 0.53 | -1.08 | 644.38 | -597.45 | -0.047315 | -2.2136 | -2.2609 | 0.99998
109j | -2.04 | 0 | -19.69 | 145.03 | -7.63 | 653.1 | -597.37 | -0.058319 | 2.7669 | 2.7086 | 0.99997
110i | 0.67 | 0 | 2.94 | -82.34 | 4.78 | 615.52 | -635.11 | 0.0096885 | -2.5479 | -2.5382 | 0.99998
110j | 0.67 | 0 | -1.16 | 62.16 | -1.77 | 616.87 | -629.24 | -0.0013151 | 2.4378 | 2.4365 | 0.99998
111i | 0.19 | -0.01 | 15.33 | -166.65 | 10.55 | 679 | -729.58 | 0.041626 | -3.0966 | -3.0549 | 0.99997
111j | 0.19 | -0.01 | 11.23 | -22.15 | 4 | 679 | -722.37 | 0.030622 | -2.7186 | -2.688 | 0.99997
112i | 0.19 | -0.01 | 11.23 | -22.15 | 4 | 679 | -722.37 | 0.034096 | -3.0248 | -2.9907 | 0.99997
112j | 0.19 | -0.01 | 7.13 | 122.35 | -2.55 | 686.94 | -715.16 | 0.021844 | 3.1704 | 3.1922 | 0.99996
113i | 0.69 | -0.02 | 6.16 | -123.22 | 3.91 | 848.05 | -889.26 | 0.024518 | -4.8018 | -4.7773 | 0.99992
113j | 0.69 | -0.02 | 2.06 | 21.28 | -2.64 | 848.05 | -882.05 | 0.0098 | 4.2535 | 4.2633 | 0.99994
114i | 0.69 | -0.02 | 2.06 | 21.28 | -2.64 | 848.05 | -882.05 | 0.0098 | 4.2535 | 4.2633 | 0.99994
114j | 0.69 | -0.02 | -2.04 | 165.78 | -9.19 | 850.33 | -874.84 | -0.004918 | 4.7337 | 4.7288 | 0.99992
115i | 0.2 | -0.05 | -2.78 | -73.17 | -2.66 | 1097.35 | -1085.87 | -0.012924 | -7.6938 | -7.7067 | 0.99979
115j | 0.2 | -0.05 | -6.88 | 71.33 | -9.21 | 1097.35 | -1078.66 | -0.040422 | 9.4061 | 9.3657 | 0.9997
116i | 0.2 | -0.05 | -6.88 | 71.33 | -9.21 | 1097.35 | -1078.66 | -0.030136 | 7.0193 | 6.9892 | 0.99983
116j | 0.2 | -0.05 | -10.98 | 215.83 | -15.76 | 1097.37 | -1071.46 | -0.048495 | 7.6041 | 7.5556 | 0.9998
117i | -9.62 | 0.23 | -45.35 | -8.3 | -13.2 | 1260.31 | -1228.91 | -0.20317 | -6.3835 | -6.5867 | 0.99985
117j | -9.62 | 0.23 | -49.45 | 136.2 | -19.75 | 1260.31 | -1221.7 | -0.21839 | 6.8588 | 6.6404 | 0.99985
118i | -9.62 | 0.23 | -49.45 | 136.2 | -19.75 | 1260.31 | -1221.7 | -0.19416 | 6.1161 | 5.9219 | 0.99988
118j | -9.62 | 0.23 | -52.32 | 237.35 | -24.34 | 1264.48 | -1216.7 | -0.20363 | 6.4386 | 6.235 | 0.99987
119i | -9.62 | 0.23 | -52.32 | 237.35 | -24.34 | 1264.48 | -1216.7 | -0.19871 | 6.2903 | 6.0916 | 0.99987
119j | -9.62 | 0.23 | -53.55 | 280.7 | -26.3 | 1268.82 | -1215.57 | -0.20267 | 6.4368 | 6.2341 | 0.99987
120i | 7.99 | -0.22 | 50.57 | -266.98 | 24.26 | 974.91 | -1036.2 | 0.18785 | -5.3633 | -5.1755 | 0.99991
120j | 7.99 | -0.22 | 49.34 | -223.63 | 22.3 | 976 | -1035.13 | 0.18389 | -5.2315 | -5.0476 | 0.99991
121i | 7.99 | -0.22 | 49.34 | -223.63 | 22.3 | 976 | -1035.13 | 0.18845 | -5.3548 | -5.1664 | 0.99991
121j | 7.99 | -0.22 | 46.47 | -122.48 | 17.71 | 980.99 | -1035.07 | 0.17898 | -5.0511 | -4.8721 | 0.99992
122i | 7.99 | -0.22 | 46.47 | -122.48 | 17.71 | 980.99 | -1035.07 | 0.1877 | -5.2851 | -5.0974 | 0.99991
122j | 7.99 | -0.22 | 42.37 | 22.02 | 11.16 | 988.2 | -1035.07 | 0.17352 | 4.8425 | 5.016 | 0.99991
123i | 2 | 0.05 | 15.96 | -198.37 | 13.94 | 660.32 | -694.74 | 0.06429 | -4.0423 | -3.978 | 0.99995
123j | 2 | 0.05 | 11.86 | -53.87 | 7.39 | 667.53 | -694.27 | 0.049654 | -3.5727 | -3.523 | 0.99996
124i | 2 | 0.05 | 11.86 | -53.87 | 7.39 | 667.53 | -694.27 | 0.062549 | -4.4882 | -4.4257 | 0.99993
124j | 2 | 0.05 | 7.76 | 90.63 | 0.84 | 686.35 | -694.27 | 0.044113 | 4.6396 | 4.6837 | 0.99992
125i | -0.97 | 0.01 | 1.17 | -142.09 | 5.47 | 312.62 | -429.21 | 0.0012613 | -4.3209 | -4.3197 | 0.99994
125j | -0.97 | 0.01 | -2.93 | 2.41 | -1.08 | 326.17 | -350.36 | -0.023364 | 2.6995 | 2.6761 | 0.99998
126i | -0.97 | 0.01 | -2.93 | 2.41 | -1.08 | 326.17 | -350.36 | -0.023364 | 2.6995 | 2.6761 | 0.99998
126j | -0.97 | 0.01 | -7.03 | 146.91 | -7.63 | 405.83 | -301.36 | -0.04799 | 4.1407 | 4.0927 | 0.99994
127i | -1.29 | 0.01 | -1.08 | -83.29 | -1.79 | 445.08 | -502.64 | -0.025551 | -8.3634 | -8.3889 | 0.99976
127j | -1.29 | 0.01 | -5.18 | 61.21 | -8.34 | 445.08 | -431.01 | -0.031791 | 3.2513 | 3.2195 | 0.99996
128i | -1.29 | 0.01 | -5.18 | 61.21 | -8.34 | 445.08 | -431.01 | -0.031791 | 3.2513 | 3.2195 | 0.99996
128j | -1.29 | 0.01 | -9.28 | 205.71 | -14.89 | 478.4 | -423.8 | -0.051968 | 4.1186 | 4.0666 | 0.99994
129i | -4.93 | 0.01 | -29.12 | -11.11 | -13.55 | 653.04 | -618.69 | -0.16752 | -4.3138 | -4.4813 | 0.99993
129j | -4.93 | 0.01 | -34.42 | 175.87 | -22.03 | 653.05 | -608.53 | -0.1936 | 5.1196 | 4.926 | 0.99992
130i | -4.93 | 0.01 | -34.42 | 175.87 | -22.03 | 653.05 | -608.53 | -0.21097 | 5.5598 | 5.3488 | 0.9999
130j | -4.93 | 0.01 | -29.67 | 259.68 | -25.82 | 657.38 | -2.07 | -0.4081 | 13.1911 | 12.783 | 0.99943
131i | 0 | 0 | -0.9 | -15.89 | 0.72 | 46.09 | -160.28 | -0.010618 | -2.759 | -2.7696 | 0.99997
131j | 0 | 0 | 0 | 0 | 0 | 46.09 | -160.28 | 0 | 0.33859 | 0.33859 | 1
Table 7.2.7. Calculation of Rh
Node | Dn 산정 |  |  |  |  | Afn | ρ 산정 |  | tw | β | Rh
| YU | YL | ttop | tbot | Dn |  | fn | ρ
101i | 1232.9321 | 1401.0679 | 22 | 12 | 1389.0679 | 23280 | 380 | 0.93421 | 12 | 1.432 | 0.99878
101j | 1232.9321 | 1401.0679 | 22 | 12 | 1389.0679 | 23280 | 380 | 0.93421 | 12 | 1.432 | 0.99878
102i | 1232.9321 | 1401.0679 | 22 | 12 | 1389.0679 | 23280 | 380 | 0.93421 | 12 | 1.432 | 0.99878
102j | 354.8071 | 2279.1929 | 22 | 12 | 2267.1929 | 23280 | 380 | 0.93421 | 12 | 2.3373 | 0.99822
103i | 471.9052 | 2376.0948 | 30 | 18 | 2358.0948 | 34920 | 380 | 0.93421 | 12 | 1.6207 | 0.99865
103j | 471.9052 | 2376.0948 | 30 | 18 | 2358.0948 | 34920 | 380 | 0.93421 | 12 | 1.6207 | 0.99865
104i | 471.9052 | 2376.0948 | 30 | 18 | 2358.0948 | 34920 | 380 | 0.93421 | 12 | 1.6207 | 0.99865
104j | 471.9052 | 2376.0948 | 30 | 18 | 2358.0948 | 34920 | 380 | 0.93421 | 12 | 1.6207 | 0.99865
105i | 645.181 | 2226.819 | 38 | 34 | 2192.819 | 65960 | 380 | 0.93421 | 12 | 0.79787 | 0.99925
105j | 645.181 | 2226.819 | 38 | 34 | 2192.819 | 65960 | 380 | 0.93421 | 12 | 0.79787 | 0.99925
106i | 645.181 | 2226.819 | 38 | 34 | 2192.819 | 65960 | 380 | 0.93421 | 12 | 0.79787 | 0.99925
106j | 645.181 | 2226.819 | 38 | 34 | 2192.819 | 65960 | 380 | 0.93421 | 12 | 0.79787 | 0.99925
107i | 691.1937 | 2188.8063 | 40 | 40 | 2148.8063 | 77600 | 380 | 0.93421 | 12 | 0.66458 | 0.99937
107j | 691.1937 | 2188.8063 | 40 | 40 | 2148.8063 | 77600 | 380 | 0.93421 | 12 | 0.66458 | 0.99937
108i | 691.1937 | 2188.8063 | 40 | 40 | 2148.8063 | 77600 | 380 | 0.93421 | 12 | 0.66458 | 0.99937
108j | 691.1937 | 2188.8063 | 40 | 40 | 2148.8063 | 77600 | 380 | 0.93421 | 12 | 0.66458 | 0.99937
109i | 691.1937 | 2188.8063 | 40 | 40 | 2148.8063 | 77600 | 380 | 0.93421 | 12 | 0.66458 | 0.99937
109j | 691.1937 | 2188.8063 | 40 | 40 | 2148.8063 | 77600 | 380 | 0.93421 | 12 | 0.66458 | 0.99937
110i | 691.1937 | 2188.8063 | 40 | 40 | 2148.8063 | 77600 | 380 | 0.93421 | 12 | 0.66458 | 0.99937
110j | 691.1937 | 2188.8063 | 40 | 40 | 2148.8063 | 77600 | 380 | 0.93421 | 12 | 0.66458 | 0.99937
111i | 691.1937 | 2188.8063 | 40 | 40 | 2148.8063 | 77600 | 380 | 0.93421 | 12 | 0.66458 | 0.99937
111j | 691.1937 | 2188.8063 | 40 | 40 | 2148.8063 | 77600 | 380 | 0.93421 | 12 | 0.66458 | 0.99937
112i | 625.6375 | 2242.3625 | 36 | 32 | 2210.3625 | 62080 | 380 | 0.93421 | 12 | 0.85452 | 0.99921
112j | 625.6375 | 2242.3625 | 36 | 32 | 2210.3625 | 62080 | 380 | 0.93421 | 12 | 0.85452 | 0.99921
113i | 628.6868 | 2233.3132 | 30 | 32 | 2201.3132 | 62080 | 380 | 0.93421 | 12 | 0.85102 | 0.99921
113j | 628.6868 | 2233.3132 | 30 | 32 | 2201.3132 | 62080 | 380 | 0.93421 | 12 | 0.85102 | 0.99921
114i | 628.6868 | 2233.3132 | 30 | 32 | 2201.3132 | 62080 | 380 | 0.93421 | 12 | 0.85102 | 0.99921
114j | 628.6868 | 2233.3132 | 30 | 32 | 2201.3132 | 62080 | 380 | 0.93421 | 12 | 0.85102 | 0.99921
115i | 473.8165 | 2366.1835 | 22 | 18 | 2348.1835 | 34920 | 380 | 0.93421 | 12 | 1.6139 | 0.99865
115j | 1453.8295 | 1386.1705 | 22 | 18 | 1431.8295 | 22000 | 380 | 0.93421 | 12 | 1.562 | 0.99869
116i | 1481.753 | 1382.247 | 26 | 24 | 1455.753 | 31200 | 380 | 0.93421 | 12 | 1.1198 | 0.999
116j | 1481.753 | 1382.247 | 26 | 24 | 1455.753 | 31200 | 380 | 0.93421 | 12 | 1.1198 | 0.999
117i | 1878.799 | 1109.201 | 36 | 28 | 1842.799 | 57600 | 380 | 0.93421 | 12 | 0.76783 | 0.99928
117j | 1878.799 | 1109.201 | 36 | 28 | 1842.799 | 57600 | 380 | 0.93421 | 12 | 0.76783 | 0.99928
118i | 1793.7638 | 1379.2362 | 40 | 30 | 1753.7638 | 116000 | 380 | 0.93421 | 14 | 0.42332 | 0.99958
118j | 1793.7638 | 1379.2362 | 40 | 30 | 1753.7638 | 116000 | 380 | 0.93421 | 14 | 0.42332 | 0.99958
119i | 1892.4929 | 1377.5071 | 40 | 30 | 1852.4929 | 116000 | 380 | 0.93421 | 14 | 0.44715 | 0.99956
119j | 1892.4929 | 1377.5071 | 40 | 30 | 1852.4929 | 116000 | 380 | 0.93421 | 14 | 0.44715 | 0.99956
120i | 1892.4929 | 1377.5071 | 40 | 30 | 1852.4929 | 116000 | 380 | 0.93421 | 14 | 0.44715 | 0.99956
120j | 1892.4929 | 1377.5071 | 40 | 30 | 1852.4929 | 116000 | 380 | 0.93421 | 14 | 0.44715 | 0.99956
121i | 1793.7638 | 1379.2362 | 40 | 30 | 1753.7638 | 116000 | 380 | 0.93421 | 14 | 0.42332 | 0.99958
121j | 1793.7638 | 1379.2362 | 40 | 30 | 1753.7638 | 116000 | 380 | 0.93421 | 14 | 0.42332 | 0.99958
122i | 1858.211 | 1135.789 | 40 | 30 | 1818.211 | 64000 | 380 | 0.93421 | 12 | 0.68183 | 0.99935
122j | 1858.211 | 1135.789 | 40 | 30 | 1818.211 | 64000 | 380 | 0.93421 | 12 | 0.68183 | 0.99935
123i | 1449.4282 | 1434.5718 | 40 | 30 | 1409.4282 | 48000 | 380 | 0.93421 | 12 | 0.70471 | 0.99933
123j | 1449.4282 | 1434.5718 | 40 | 30 | 1409.4282 | 48000 | 380 | 0.93421 | 12 | 0.70471 | 0.99933
124i | 1523.1133 | 1326.8867 | 26 | 24 | 1497.1133 | 26000 | 380 | 0.93421 | 12 | 1.382 | 0.99881
124j | 1523.1133 | 1326.8867 | 26 | 24 | 1497.1133 | 26000 | 380 | 0.93421 | 12 | 1.382 | 0.99881
125i | 1453.8295 | 1386.1705 | 22 | 18 | 1431.8295 | 22000 | 380 | 0.93421 | 12 | 1.562 | 0.99869
125j | 1453.8295 | 1386.1705 | 22 | 18 | 1431.8295 | 22000 | 380 | 0.93421 | 12 | 1.562 | 0.99869
126i | 1453.8295 | 1386.1705 | 22 | 18 | 1431.8295 | 22000 | 380 | 0.93421 | 12 | 1.562 | 0.99869
126j | 1453.8295 | 1386.1705 | 22 | 18 | 1431.8295 | 22000 | 380 | 0.93421 | 12 | 1.562 | 0.99869
127i | 1285.3554 | 1546.6446 | 22 | 10 | 1536.6446 | 19400 | 380 | 0.93421 | 12 | 1.901 | 0.99847
127j | 372.586 | 2459.414 | 22 | 10 | 2449.414 | 19400 | 380 | 0.93421 | 12 | 3.0302 | 0.99787
128i | 372.586 | 2459.414 | 22 | 10 | 2449.414 | 19400 | 380 | 0.93421 | 12 | 3.0302 | 0.99787
128j | 372.586 | 2459.414 | 22 | 10 | 2449.414 | 19400 | 380 | 0.93421 | 12 | 3.0302 | 0.99787
129i | 372.586 | 2459.414 | 22 | 10 | 2449.414 | 19400 | 380 | 0.93421 | 12 | 3.0302 | 0.99787
129j | 372.586 | 2459.414 | 22 | 10 | 2449.414 | 19400 | 380 | 0.93421 | 12 | 3.0302 | 0.99787
130i | 329.9119 | 2302.0881 | 22 | 10 | 2292.0881 | 19400 | 380 | 0.93421 | 12 | 2.8356 | 0.99796
130j | 1188.5834 | 1443.4166 | 22 | 10 | 1433.4166 | 19400 | 380 | 0.93421 | 12 | 1.7733 | 0.99855
131i | 1188.5834 | 1443.4166 | 22 | 10 | 1433.4166 | 19400 | 380 | 0.93421 | 12 | 1.7733 | 0.99855
131j | 329.9119 | 2302.0881 | 22 | 10 | 2292.0881 | 19400 | 380 | 0.93421 | 12 | 2.8356 | 0.99796
Table 7.2.8. Calculation of Fcb, Fcv
Node | 정/부 | w | tfc | bfc | λf | Is | k | ks | λp | λr | Fcb | Fcv
모멘트
101i | Negative | 556 | 12 | 1940 | 46.3333 | 21845333.3333 | 2.7291 | 1.4873 | 22.1365 | 44.0971 | 240.2706 | 130.9405
101j | Negative | 556 | 12 | 1940 | 46.3333 | 21845333.3333 | 2.7291 | 1.4873 | 22.1365 | 44.0972 | 240.2706 | 130.9405
102i | Negative | 556 | 12 | 1940 | 46.3333 | 21845333.3333 | 2.7291 | 1.4873 | 22.1364 | 44.0969 | 240.2706 | 130.9405
102j | Positive | 0 | 22 | 500 | 22.7273 | 0 | 4 | 5.34 | 26.8021 | 53.3935 | 379.2427 | 220.4
103i | Positive | 0 | 30 | 500 | 16.6667 | 0 | 4 | 5.34 | 26.8006 | 53.3891 | 379.45 | 220.4
103j | Positive | 0 | 30 | 500 | 16.6667 | 0 | 4 | 5.34 | 26.8004 | 53.3886 | 379.4546 | 220.4
104i | Positive | 0 | 30 | 500 | 16.6667 | 0 | 4 | 5.34 | 26.8009 | 53.3901 | 379.4399 | 220.4
104j | Positive | 0 | 30 | 500 | 16.6667 | 0 | 4 | 5.34 | 26.8007 | 53.3894 | 379.4468 | 220.4
105i | Positive | 0 | 38 | 500 | 13.1579 | 0 | 4 | 5.34 | 26.8001 | 53.3879 | 379.692 | 220.4
105j | Positive | 0 | 38 | 500 | 13.1579 | 0 | 4 | 5.34 | 26.8001 | 53.3878 | 379.6924 | 220.4
106i | Positive | 0 | 38 | 500 | 13.1579 | 0 | 4 | 5.34 | 26.7999 | 53.3871 | 379.6994 | 220.4
106j | Positive | 0 | 38 | 500 | 13.1579 | 0 | 4 | 5.34 | 26.7998 | 53.3868 | 379.7027 | 220.4
107i | Positive | 0 | 40 | 600 | 15 | 0 | 4 | 5.34 | 26.7997 | 53.3867 | 379.7467 | 220.4
107j | Positive | 0 | 40 | 600 | 15 | 0 | 4 | 5.34 | 26.7998 | 53.3868 | 379.7449 | 220.4
108i | Positive | 0 | 40 | 600 | 15 | 0 | 4 | 5.34 | 26.7996 | 53.3863 | 379.75 | 220.4
108j | Positive | 0 | 40 | 600 | 15 | 0 | 4 | 5.34 | 26.7995 | 53.3861 | 379.7527 | 220.4
109i | Positive | 0 | 40 | 600 | 15 | 0 | 4 | 5.34 | 26.7995 | 53.3861 | 379.7527 | 220.4
109j | Positive | 0 | 40 | 600 | 15 | 0 | 4 | 5.34 | 26.7996 | 53.3864 | 379.7497 | 220.4
110i | Positive | 0 | 40 | 600 | 15 | 0 | 4 | 5.34 | 26.7996 | 53.3862 | 379.7509 | 220.4
110j | Positive | 0 | 40 | 600 | 15 | 0 | 4 | 5.34 | 26.7995 | 53.3862 | 379.7516 | 220.4
111i | Positive | 0 | 40 | 600 | 15 | 0 | 4 | 5.34 | 26.7997 | 53.3866 | 379.7471 | 220.4
111j | Positive | 0 | 40 | 600 | 15 | 0 | 4 | 5.34 | 26.7996 | 53.3863 | 379.7499 | 220.4
112i | Positive | 0 | 36 | 500 | 13.8889 | 0 | 4 | 5.34 | 26.7997 | 53.3866 | 379.6874 | 220.4
112j | Positive | 0 | 36 | 500 | 13.8889 | 0 | 4 | 5.34 | 26.7997 | 53.3867 | 379.6858 | 220.4
113i | Positive | 0 | 30 | 500 | 16.6667 | 0 | 4 | 5.34 | 26.8003 | 53.3884 | 379.6703 | 220.4
113j | Positive | 0 | 30 | 500 | 16.6667 | 0 | 4 | 5.34 | 26.8001 | 53.3878 | 379.6764 | 220.4
114i | Positive | 0 | 30 | 500 | 16.6667 | 0 | 4 | 5.34 | 26.8001 | 53.3878 | 379.6764 | 220.4
114j | Positive | 0 | 30 | 500 | 16.6667 | 0 | 4 | 5.34 | 26.8003 | 53.3883 | 379.6709 | 220.4
115i | Positive | 0 | 22 | 500 | 22.7273 | 0 | 4 | 5.34 | 26.802 | 53.3932 | 379.4105 | 220.4
115j | Negative | 556 | 18 | 1940 | 30.8889 | 21845333.3333 | 1.8194 | 1.1893 | 18.077 | 36.0126 | 298.3087 | 205.0032
116i | Negative | 555 | 24 | 1937 | 23.125 | 21845333.3333 | 1.3654 | 1.0406 | 15.6588 | 31.1942 | 324.9508 | 220.4
116j | Negative | 555 | 24 | 1937 | 23.125 | 21845333.3333 | 1.3654 | 1.0406 | 15.659 | 31.1948 | 324.943 | 220.4
117i | Negative | 545.6667 | 28 | 1909 | 19.4881 | 21845333.3333 | 1.177 | 0.97887 | 14.5381 | 28.9615 | 340.6393 | 220.4
117j | Negative | 545.6667 | 28 | 1909 | 19.4881 | 21845333.3333 | 1.177 | 0.97887 | 14.5381 | 28.9616 | 340.6386 | 220.4
118i | Negative | 530.6667 | 30 | 1864 | 17.6889 | 21845333.3333 | 1.1088 | 0.95652 | 14.1103 | 28.1092 | 350.6935 | 220.4
118j | Negative | 530.6667 | 30 | 1864 | 17.6889 | 21845333.3333 | 1.1088 | 0.95652 | 14.1104 | 28.1095 | 350.6896 | 220.4
119i | Negative | 522.6667 | 30 | 1840 | 17.4222 | 21845333.3333 | 1.1144 | 0.95837 | 14.1462 | 28.1806 | 353.2118 | 220.4
119j | Negative | 522.6667 | 30 | 1840 | 17.4222 | 21845333.3333 | 1.1144 | 0.95837 | 14.1462 | 28.1807 | 353.21 | 220.4
120i | Negative | 522.6667 | 30 | 1840 | 17.4222 | 21845333.3333 | 1.1144 | 0.95837 | 14.1459 | 28.1799 | 353.2225 | 220.4
120j | Negative | 522.6667 | 30 | 1840 | 17.4222 | 21845333.3333 | 1.1144 | 0.95837 | 14.1459 | 28.1798 | 353.2238 | 220.4
121i | Negative | 530.6667 | 30 | 1864 | 17.6889 | 21845333.3333 | 1.1088 | 0.95652 | 14.1101 | 28.1086 | 350.7021 | 220.4
121j | Negative | 530.6667 | 30 | 1864 | 17.6889 | 21845333.3333 | 1.1088 | 0.95652 | 14.1101 | 28.1084 | 350.7051 | 220.4
122i | Negative | 545.6667 | 30 | 1909 | 18.1889 | 21845333.3333 | 1.0985 | 0.95316 | 14.0447 | 27.9783 | 345.8866 | 220.4
122j | Negative | 545.6667 | 30 | 1909 | 18.1889 | 21845333.3333 | 1.0985 | 0.95316 | 14.0447 | 27.9782 | 345.8874 | 220.4
123i | Negative | 555 | 30 | 1937 | 18.5 | 21845333.3333 | 1.0923 | 0.95114 | 14.0048 | 27.8986 | 342.9243 | 220.4
123j | Negative | 555 | 30 | 1937 | 18.5 | 21845333.3333 | 1.0923 | 0.95114 | 14.0047 | 27.8984 | 342.9277 | 220.4
124i | Negative | 556 | 24 | 1940 | 23.1667 | 21845333.3333 | 1.3646 | 1.0403 | 15.6533 | 31.1825 | 324.5854 | 220.4
124j | Negative | 556 | 24 | 1940 | 23.1667 | 21845333.3333 | 1.3646 | 1.0403 | 15.6533 | 31.1827 | 324.5832 | 220.4
125i | Negative | 556 | 18 | 1940 | 30.8889 | 21845333.3333 | 1.8194 | 1.1893 | 18.0748 | 36.0064 | 298.3678 | 205.0032
125j | Negative | 556 | 18 | 1940 | 30.8889 | 21845333.3333 | 1.8194 | 1.1893 | 18.0745 | 36.0054 | 298.3777 | 205.0032
126i | Negative | 556 | 18 | 1940 | 30.8889 | 21845333.3333 | 1.8194 | 1.1893 | 18.0745 | 36.0054 | 298.3777 | 205.0032
126j | Negative | 556 | 18 | 1940 | 30.8889 | 21845333.3333 | 1.8194 | 1.1893 | 18.0748 | 36.0062 | 298.3695 | 205.0032
127i | Negative | 556 | 10 | 1940 | 55.6 | 21845333.3333 | 3.275 | 1.6661 | 24.2521 | 48.3138 | 200.2255 | 101.862
127j | Positive | 0 | 22 | 500 | 22.7273 | 0 | 4 | 5.34 | 26.7997 | 53.3868 | 379.1767 | 220.4
128i | Positive | 0 | 22 | 500 | 22.7273 | 0 | 4 | 5.34 | 26.7997 | 53.3868 | 379.1767 | 220.4
128j | Positive | 0 | 22 | 500 | 22.7273 | 0 | 4 | 5.34 | 26.8 | 53.3876 | 379.1686 | 220.4
129i | Positive | 0 | 22 | 500 | 22.7273 | 0 | 4 | 5.34 | 26.8002 | 53.388 | 379.1639 | 220.4
129j | Positive | 0 | 22 | 500 | 22.7273 | 0 | 4 | 5.34 | 26.8004 | 53.3886 | 379.1584 | 220.4
130i | Positive | 0 | 22 | 500 | 22.7273 | 0 | 4 | 5.34 | 26.8006 | 53.3892 | 379.188 | 220.4
130j | Negative | 556 | 10 | 1940 | 55.6 | 21845333.3333 | 3.275 | 1.6661 | 24.256 | 48.325 | 200.2255 | 101.862
131i | Negative | 556 | 10 | 1940 | 55.6 | 21845333.3333 | 3.275 | 1.6661 | 24.2495 | 48.3064 | 200.2255 | 101.862
131j | Positive | 0 | 22 | 500 | 22.7273 | 0 | 4 | 5.34 | 26.7993 | 53.3854 | 379.2255 | 220.4
Table 7.2.9. Calculation of Fnc, Fnt, Mn
Node | 정/부 | w: OF/BF; tfc: Fnc 산정; Is: Fnt; k: Mn 산정
| 모멘트 |  | 정모멘트 | 부모멘트 | Fnc |  | Dp | Dt | Mp | 1.3RhMy | Mn
101i | Negative | OF | - | 240.238 | 240.238 | 379.5351 | 1463.1423 | 2634 | 46794.7352 | 51935.3987 | 31874.7895
101j | Negative | OF | - | 240.2333 | 240.2333 | 379.5351 | 1463.1423 | 2634 | 46794.7352 | 51933.6032 | 31874.7895
102i | Negative | OF | - | 240.2511 | 240.2511 | 379.5351 | 1463.1423 | 2634 | 46794.7352 | 51933.6023 | 31874.7895
102j | Positive | OF | 379.3235 | - | 379.3235 | 379.2427 | 250 | 2902 | 64224.6542 | 61478.9376 | 61478.9376
103i | Positive | OF | 379.4868 | - | 379.4868 | 379.45 | 277.6059 | 3108 | 83743.2811 | 84905.5457 | 83743.2811
103j | Positive | OF | 379.4868 | - | 379.4868 | 379.4546 | 277.6059 | 3108 | 83743.2811 | 81452.9007 | 81452.9007
104i | Positive | OF | 379.4868 | - | 379.4868 | 379.4399 | 277.6059 | 3108 | 83743.2811 | 81452.9172 | 81452.9172
104j | Positive | OF | 379.4868 | - | 379.4868 | 379.4468 | 277.6059 | 3108 | 83743.2811 | 77582.7765 | 77582.7765
105i | Positive | OF | 379.7168 | - | 379.7168 | 379.692 | 268.8516 | 3124 | 117364.4871 | 122239.7746 | 117364.4871
105j | Positive | OF | 379.7168 | - | 379.7168 | 379.6924 | 268.8516 | 3124 | 117364.4871 | 119621.6109 | 117364.4871
106i | Positive | OF | 379.7168 | - | 379.7168 | 379.6994 | 268.8516 | 3124 | 117364.4871 | 119621.6366 | 117364.4871
106j | Positive | OF | 379.7168 | - | 379.7168 | 379.7027 | 268.8516 | 3124 | 117364.4871 | 117805.3149 | 117364.4871
107i | Positive | OF | 379.7594 | - | 379.7594 | 379.7467 | 273.0597 | 3130 | 130042.6417 | 135650.1192 | 130042.6417
107j | Positive | OF | 379.7594 | - | 379.7594 | 379.7449 | 273.0597 | 3130 | 130042.6417 | 134604.1414 | 130042.6417
108i | Positive | OF | 379.7594 | - | 379.7594 | 379.75 | 273.0597 | 3130 | 130042.6417 | 134604.1605 | 130042.6417
108j | Positive | OF | 379.7594 | - | 379.7594 | 379.7527 | 273.0597 | 3130 | 130042.6417 | 134276.7749 | 130042.6417
109i | Positive | OF | 379.7594 | - | 379.7594 | 379.7527 | 273.0597 | 3130 | 130042.6417 | 134276.7576 | 130042.6417
109j | Positive | OF | 379.7594 | - | 379.7594 | 379.7497 | 273.0597 | 3130 | 130042.6417 | 134470.9924 | 130042.6417
110i | Positive | OF | 379.7594 | - | 379.7594 | 379.7509 | 273.0597 | 3130 | 130042.6417 | 134470.9722 | 130042.6417
110j | Positive | OF | 379.7594 | - | 379.7594 | 379.7516 | 273.0597 | 3130 | 130042.6417 | 135321.2709 | 130042.6417
111i | Positive | OF | 379.7594 | - | 379.7594 | 379.7471 | 273.0597 | 3130 | 130042.6417 | 135321.26 | 130042.6417
111j | Positive | OF | 379.7594 | - | 379.7594 | 379.7499 | 273.0597 | 3130 | 130042.6417 | 136838.4358 | 130042.6417
112i | Positive | OF | 379.6992 | - | 379.6992 | 379.6874 | 267.9116 | 3122 | 113143.9477 | 113412.0443 | 113143.9477
112j | Positive | OF | 379.6992 | - | 379.6992 | 379.6858 | 267.9116 | 3122 | 113143.9477 | 115863.5375 | 113143.9477
113i | Positive | OF | 379.7003 | - | 379.7003 | 379.6703 | 270.9116 | 3122 | 113115.6492 | 114803.2552 | 113115.6492
113j | Positive | OF | 379.7003 | - | 379.7003 | 379.6764 | 270.9116 | 3122 | 113115.6492 | 118437.61 | 113115.6492
114i | Positive | OF | 379.7003 | - | 379.7003 | 379.6764 | 270.9116 | 3122 | 113115.6492 | 118437.591 | 113115.6492
114j | Positive | OF | 379.7003 | - | 379.7003 | 379.6709 | 270.9116 | 3122 | 113115.6492 | 122732.2587 | 113115.6492
115i | Positive | OF | 379.4885 | - | 379.4885 | 379.4105 | 259.0269 | 3108 | 83756.403 | 84648.2018 | 83756.403
115j | Negative | OF | - | 297.9972 | 297.9972 | 379.5016 | 1305.5693 | 2840 | 57962.386 | 63189.0142 | 43367.7319
116i | Negative | OF | - | 324.7873 | 324.7873 | 379.6205 | 1260.168 | 2864 | 69482.5695 | 77411.8825 | 52945.5819
116j | Negative | OF | - | 324.752 | 324.752 | 379.6205 | 1260.168 | 2864 | 69482.5695 | 70625.0563 | 52945.5819
117i | Negative | OF | - | 340.4872 | 340.4872 | 379.7262 | 333.0198 | 2988 | 112737.0787 | 115889.1877 | 111833.2997
117j | Negative | OF | - | 340.484 | 340.484 | 379.7262 | 333.0198 | 2988 | 112737.0787 | 109767.6495 | 109767.6495
118i | Negative | BF | - | 350.5669 | 350.5669 | 379.7948 | 901.3469 | 3173 | 184954.0493 | 207109.5752 | 161123.1972
118j | Negative | BF | - | 350.5493 | 350.5493 | 379.7898 | 901.3469 | 3173 | 184954.0493 | 204126.6369 | 161123.1972
119i | Negative | BF | - | 353.0769 | 353.0769 | 379.7838 | 664.9596 | 3270 | 192987.7101 | 210919.9073 | 179025.804
119j | Negative | BF | - | 353.0687 | 353.0687 | 379.7815 | 664.9596 | 3270 | 192987.7101 | 209577.2351 | 179025.804
120i | Negative | BF | - | 353.1251 | 353.1251 | 379.7974 | 664.9596 | 3270 | 192987.7101 | 209577.2163 | 179025.804
120j | Negative | BF | - | 353.1312 | 353.1312 | 379.7991 | 664.9596 | 3270 | 192987.7101 | 210633.2439 | 179025.804
121i | Negative | BF | - | 350.6057 | 350.6057 | 379.8059 | 901.3469 | 3173 | 184954.0493 | 203834.818 | 161123.1972
121j | Negative | BF | - | 350.6194 | 350.6194 | 379.8098 | 901.3469 | 3173 | 184954.0493 | 206136.9894 | 161123.1972
122i | Negative | OF | - | 345.7941 | 345.7941 | 379.7538 | 343.9221 | 2994 | 119676.9472 | 118016.4669 | 118016.4669
122j | Negative | OF | - | 345.7978 | 345.7978 | 379.7538 | 343.9221 | 2994 | 119676.9472 | 122217.675 | 118431.1939
123i | Negative | OF | - | 342.8684 | 342.8684 | 379.7464 | 1374.7494 | 2884 | 85184.7748 | 92050.6032 | 62723.5055
123j | Negative | OF | - | 342.8839 | 342.8839 | 379.7464 | 1374.7494 | 2884 | 85184.7748 | 95625.8054 | 62723.5055
124i | Negative | OF | - | 324.52 | 324.52 | 379.5483 | 1136.5094 | 2850 | 65892.6747 | 63599.1219 | 52111.7052
124j | Negative | OF | - | 324.5099 | 324.5099 | 379.5483 | 1136.5094 | 2850 | 65892.6747 | 68029.8982 | 52111.7052
125i | Negative | OF | - | 298.3016 | 298.3016 | 379.5016 | 1305.5693 | 2840 | 57962.386 | 60628.6884 | 43367.7319
125j | Negative | OF | - | 298.3522 | 298.3522 | 379.5016 | 1305.5693 | 2840 | 57962.386 | 64243.4415 | 43367.7319
126i | Negative | OF | - | 298.3522 | 298.3522 | 379.5016 | 1305.5693 | 2840 | 57962.386 | 64243.4415 | 43367.7319
126j | Negative | OF | - | 298.31 | 298.31 | 379.5016 | 1305.5693 | 2840 | 57962.386 | 66969.6195 | 43367.7319
127i | Negative | OF | - | 199.5453 | 199.5453 | 379.4194 | 1649 | 2832 | 49167.3856 | 52483.1311 | 32568.8793
127j | Positive | OF | 379.1903 | - | 379.1903 | 379.1767 | 249.5255 | 3100 | 66931.3007 | 65023.1061 | 65023.1061
128i | Positive | OF | 379.1903 | - | 379.1903 | 379.1767 | 249.5255 | 3100 | 66931.3007 | 65023.1061 | 65023.1061
128j | Positive | OF | 379.1903 | - | 379.1903 | 379.1686 | 249.5255 | 3100 | 66931.3007 | 64421.8713 | 64421.8713
129i | Positive | OF | 379.1903 | - | 379.1903 | 379.1639 | 249.5255 | 3100 | 66931.3007 | 64421.8653 | 64421.8653
129j | Positive | OF | 379.1903 | - | 379.1903 | 379.1584 | 249.5255 | 3100 | 66931.3007 | 65272.8027 | 65272.8027
130i | Positive | OF | 379.2256 | - | 379.2256 | 379.188 | 241.2233 | 2900 | 60309.7751 | 58921.0237 | 58921.0237
130j | Negative | OF | - | 198.6426 | 198.6426 | 379.4495 | 1549 | 2632 | 44557.9655 | 47716.9623 | 29320.5636
131i | Negative | OF | - | 200.1515 | 200.1515 | 379.4495 | 1549 | 2632 | 44557.9655 | 47716.9544 | 29320.5636
131j | Positive | OF | 379.2256 | - | 379.2256 | 379.2255 | 241.2233 | 2900 | 60309.7751 | 59770.0295 | 59770.0295
Table 7.2.10. Classification compact / noncompact section
Node | 정/부 | R | ds | D/tw | a | w | b | s | Dcp | tw | Classification
모멘트
101i | Negative | 0 | 650 | 218.3528 | 3850 | 2350 | 1175 | 0.125 | 1474.5288 | 12 | -
101j | Negative | 0 | 650 | 218.3528 | 3850 | 2350 | 1175 | 0.125 | 1474.5288 | 12 | -
102i | Negative | 0 | 650 | 218.3528 | 3850 | 2350 | 1175 | 0.125 | 1474.5288 | 12 | -
102j | Positive | 0 | 650 | 218.3528 | 3850 | 2350 | 1175 | 0.125 | 0 | 12 | noncompact
103i | Positive | 0 | 700 | 235.1492 | 3800 | 2400 | 1200 | 0.125 | 0 | 12 | noncompact
103j | Positive | 0 | 700 | 235.1492 | 3800 | 2400 | 1200 | 0.125 | 0 | 12 | noncompact
104i | Positive | 0 | 700 | 235.1492 | 3800 | 2400 | 1200 | 0.125 | 0 | 12 | noncompact
104j | Positive | 0 | 700 | 235.1492 | 3800 | 2400 | 1200 | 0.125 | 0 | 12 | noncompact
105i | Positive | 0 | 700 | 235.1492 | 3800 | 2400 | 1200 | 0.125 | 0 | 12 | noncompact
105j | Positive | 0 | 700 | 235.1492 | 3800 | 2400 | 1200 | 0.125 | 0 | 12 | noncompact
106i | Positive | 0 | 700 | 235.1492 | 3800 | 2400 | 1200 | 0.125 | 0 | 12 | noncompact
106j | Positive | 0 | 700 | 235.1492 | 3800 | 2400 | 1200 | 0.125 | 0 | 12 | noncompact
107i | Positive | 0 | 700 | 235.1492 | 3800 | 2400 | 1200 | 0.125 | 0 | 12 | noncompact
107j | Positive | 0 | 700 | 235.1492 | 3800 | 2400 | 1200 | 0.125 | 0 | 12 | noncompact
108i | Positive | 0 | 700 | 235.1492 | 3800 | 2400 | 1200 | 0.125 | 0 | 12 | noncompact
108j | Positive | 0 | 700 | 235.1492 | 3800 | 2400 | 1200 | 0.125 | 0 | 12 | noncompact
109i | Positive | 0 | 700 | 235.1492 | 3800 | 2400 | 1200 | 0.125 | 0 | 12 | noncompact
109j | Positive | 0 | 700 | 235.1492 | 3800 | 2400 | 1200 | 0.125 | 0 | 12 | noncompact
110i | Positive | 0 | 700 | 235.1492 | 3800 | 2400 | 1200 | 0.125 | 0 | 12 | noncompact
110j | Positive | 0 | 700 | 235.1492 | 3800 | 2400 | 1200 | 0.125 | 0 | 12 | noncompact
111i | Positive | 0 | 700 | 235.1492 | 3800 | 2400 | 1200 | 0.125 | 0 | 12 | noncompact
111j | Positive | 0 | 700 | 235.1492 | 3800 | 2400 | 1200 | 0.125 | 0 | 12 | noncompact
112i | Positive | 0 | 700 | 235.1492 | 3800 | 2400 | 1200 | 0.125 | 0 | 12 | noncompact
112j | Positive | 0 | 700 | 235.1492 | 3800 | 2400 | 1200 | 0.125 | 0 | 12 | noncompact
113i | Positive | 0 | 700 | 235.1492 | 3800 | 2400 | 1200 | 0.125 | 0 | 12 | noncompact
113j | Positive | 0 | 700 | 235.1492 | 3800 | 2400 | 1200 | 0.125 | 0 | 12 | noncompact
114i | Positive | 0 | 700 | 235.1492 | 3800 | 2400 | 1200 | 0.125 | 0 | 12 | noncompact
114j | Positive | 0 | 700 | 235.1492 | 3800 | 2400 | 1200 | 0.125 | 0 | 12 | noncompact
115i | Positive | 0 | 700 | 235.1492 | 3800 | 2400 | 1200 | 0.125 | 0 | 12 | noncompact
115j | Negative | 0 | 700 | 235.1492 | 3800 | 2400 | 1200 | 0.125 | 1315.7296 | 12 | -
116i | Negative | 0 | 703.5 | 236.3223 | 3800 | 2400 | 1200 | 0.12491 | 1269.961 | 12 | -
116j | Negative | 0 | 703.5 | 236.3223 | 3800 | 2400 | 1200 | 0.12491 | 1269.961 | 12 | -
117i | Negative | 0 | 731 | 245.5629 | 3800 | 2400 | 1200 | 0.125 | 335.6115 | 12 | -
117j | Negative | 0 | 731 | 245.5629 | 3800 | 2400 | 1200 | 0.125 | 335.6115 | 12 | -
118i | Negative | 0 | 775.75 | 223.3688 | 3800 | 2400 | 1150 | 0.12504 | 908.3659 | 14 | -
118j | Negative | 0 | 775.75 | 223.3688 | 3800 | 2400 | 1150 | 0.12504 | 908.3659 | 14 | -
119i | Negative | 0 | 800 | 230.3502 | 3800 | 2400 | 1150 | 0.125 | 670.1344 | 14 | -
119j | Negative | 0 | 800 | 230.3502 | 3800 | 2400 | 1150 | 0.125 | 670.1344 | 14 | -
120i | Negative | 0 | 800 | 230.3502 | 3800 | 2400 | 1150 | 0.125 | 670.1344 | 14 | -
120j | Negative | 0 | 800 | 230.3502 | 3800 | 2400 | 1150 | 0.125 | 670.1344 | 14 | -
121i | Negative | 0 | 775.75 | 223.3688 | 3800 | 2400 | 1150 | 0.12504 | 908.3659 | 14 | -
121j | Negative | 0 | 775.75 | 223.3688 | 3800 | 2400 | 1150 | 0.12504 | 908.3659 | 14 | -
122i | Negative | 0 | 731 | 245.5629 | 3800 | 2400 | 1200 | 0.125 | 346.5985 | 12 | -
122j | Negative | 0 | 731 | 245.5629 | 3800 | 2400 | 1200 | 0.125 | 346.5985 | 12 | -
123i | Negative | 0 | 703.5 | 236.3223 | 3800 | 2400 | 1200 | 0.12491 | 1385.4329 | 12 | -
123j | Negative | 0 | 703.5 | 236.3223 | 3800 | 2400 | 1200 | 0.12491 | 1385.4329 | 12 | -
124i | Negative | 0 | 700 | 235.1492 | 3800 | 2400 | 1200 | 0.125 | 1145.354 | 12 | -
124j | Negative | 0 | 700 | 235.1492 | 3800 | 2400 | 1200 | 0.125 | 1145.354 | 12 | -
125i | Negative | 0 | 700 | 235.1492 | 3800 | 2400 | 1200 | 0.125 | 1315.7296 | 12 | -
125j | Negative | 0 | 700 | 235.1492 | 3800 | 2400 | 1200 | 0.125 | 1315.7296 | 12 | -
126i | Negative | 0 | 700 | 235.1492 | 3800 | 2400 | 1200 | 0.125 | 1315.7296 | 12 | -
126j | Negative | 0 | 700 | 235.1492 | 3800 | 2400 | 1200 | 0.125 | 1315.7296 | 12 | -
127i | Negative | 0 | 700 | 235.1492 | 3800 | 2400 | 1200 | 0.125 | 1661.8329 | 12 | -
127j | Positive | 0 | 700 | 235.1492 | 3800 | 2400 | 1200 | 0.125 | 0 | 12 | noncompact
128i | Positive | 0 | 700 | 235.1492 | 3800 | 2400 | 1200 | 0.125 | 0 | 12 | noncompact
128j | Positive | 0 | 700 | 235.1492 | 3800 | 2400 | 1200 | 0.125 | 0 | 12 | noncompact
129i | Positive | 0 | 700 | 235.1492 | 3800 | 2400 | 1200 | 0.125 | 0 | 12 | noncompact
129j | Positive | 0 | 700 | 235.1492 | 3800 | 2400 | 1200 | 0.125 | 0 | 12 | noncompact
130i | Positive | 0 | 650 | 218.3528 | 3850 | 2350 | 1175 | 0.125 | 0 | 12 | noncompact
130j | Negative | 0 | 650 | 218.3528 | 3850 | 2350 | 1175 | 0.125 | 1561.0546 | 12 | -
131i | Negative | 0 | 650 | 218.3528 | 3850 | 2350 | 1175 | 0.125 | 1561.0546 | 12 | -
131j | Positive | 0 | 650 | 218.3528 | 3850 | 2350 | 1175 | 0.125 | 0 | 12 | noncompact
· Flexure checking
| Noncompact section | λp: Compact section
| 압축플랜지 | λf: 인장플랜지
| (강.설 4.3-254 & 4.3-263) | λf: (강.설 4.3-255 & 4.3-264); λp: (강.설 4.3-253)
| fbu ≤ ΦfFnc | λf: fbu ≤ ΦfFnt; λp: Mu ≤ ΦfMn
Table 7.2.11. Checking flexure
Node | fbu | tfc: ΦfFnc; bfc: ΦfFnt; λf: Stress checking; λp: Mu; λr: ΦfMn; Fcb: Moment
| 상연 | w: 하연; λf: 압축; k: 인장; Fcb: checking
101i | 0.00028039 | -0.00023821 | 240.238 | 379.5351 | OK | 1008494.6499 | OK | 1353585.5809 | -0.0225 | 31874.7895 | - | -
101j | 2.3455 | -2.6221 | 240.2333 | 379.5351 | OK | 91.6175 | OK | 161.8118 | -274.6235 | 31874.7895 | - | -
102i | 2.3455 | -2.6221 | 240.2511 | 379.5351 | OK | 91.6256 | OK | 161.8129 | -274.619 | 31874.7895 | - | -
102j | -90.4084 | 128.0932 | 379.3235 | 379.2427 | OK | 4.1957 | OK | 2.9607 | 14278.054 | 61478.9376 | - | -
103i | -68.1424 | 92.1902 | 379.4868 | 379.45 | OK | 5.569 | OK | 4.1159 | 14278.029 | 83743.2811 | - | -
103j | -154.3468 | 208.0671 | 379.4868 | 379.4546 | OK | 2.4587 | OK | 1.8237 | 32201.1965 | 81452.9007 | - | -
104i | -154.3464 | 208.0667 | 379.4868 | 379.4399 | OK | 2.4587 | OK | 1.8236 | 32201.152 | 81452.9172 | - | -
104j | -250.7025 | 336.5749 | 379.4868 | 379.4468 | OK | 1.5137 | OK | 1.1274 | 52046.373 | 77582.7765 | - | -
105i | -208.367 | 220.9232 | 379.7168 | 379.692 | OK | 1.8223 | OK | 1.7187 | 52046.338 | 117364.4871 | - | -
105j | -274.0649 | 289.7336 | 379.7168 | 379.6924 | OK | 1.3855 | OK | 1.3105 | 68221.9455 | 117364.4871 | - | -
106i | -274.0644 | 289.7332 | 379.7168 | 379.6994 | OK | 1.3855 | OK | 1.3105 | 68221.8755 | 117364.4871 | - | -
106j | -319.507 | 337.0021 | 379.7168 | 379.7027 | OK | 1.1884 | OK | 1.1267 | 79319.916 | 117364.4871 | - | -
107i | -275.9517 | 295.4629 | 379.7594 | 379.7467 | OK | 1.3762 | OK | 1.2853 | 79319.841 | 130042.6417 | - | -
107j | -302.5334 | 324.0706 | 379.7594 | 379.7449 | OK | 1.2553 | OK | 1.1718 | 87006.1465 | 130042.6417 | - | -
108i | -302.5329 | 324.0701 | 379.7594 | 379.75 | OK | 1.2553 | OK | 1.1718 | 87006.0215 | 130042.6417 | - | -
108j | -310.9448 | 333.3139 | 379.7594 | 379.7527 | OK | 1.2213 | OK | 1.1393 | 89497.7905 | 130042.6417 | - | -
109i | -310.9452 | 333.3143 | 379.7594 | 379.7527 | OK | 1.2213 | OK | 1.1393 | 89497.893 | 130042.6417 | - | -
109j | -306.6157 | 329.9229 | 379.7594 | 379.7497 | OK | 1.2386 | OK | 1.151 | 88640.763 | 130042.6417 | - | -
110i | -306.6162 | 329.9233 | 379.7594 | 379.7509 | OK | 1.2385 | OK | 1.151 | 88640.855 | 130042.6417 | - | -
110j | -285.9538 | 309.6641 | 379.7594 | 379.7516 | OK | 1.328 | OK | 1.2263 | 83281.955 | 130042.6417 | - | -
111i | -285.954 | 309.6641 | 379.7594 | 379.7471 | OK | 1.328 | OK | 1.2263 | 83281.945 | 130042.6417 | - | -
111j | -248.6978 | 272.2857 | 379.7594 | 379.7499 | OK | 1.527 | OK | 1.3947 | 73354.9975 | 130042.6417 | - | -
112i | -297.5387 | 324.9616 | 379.6992 | 379.6874 | OK | 1.2761 | OK | 1.1684 | 73355.1075 | 113143.9477 | - | -
112j | -237.7979 | 265.7522 | 379.6992 | 379.6858 | OK | 1.5967 | OK | 1.4287 | 60230.861 | 113143.9477 | - | -
113i | -260.5571 | 268.9606 | 379.7003 | 379.6703 | OK | 1.4573 | OK | 1.4116 | 60231.041 | 113115.6492 | - | -
113j | -172.5215 | 187.2758 | 379.7003 | 379.6764 | OK | 2.2009 | OK | 2.0274 | 42321.551 | 113115.6492 | - | -
114i | -172.5219 | 187.2761 | 379.7003 | 379.6764 | OK | 2.2009 | OK | 2.0274 | 42321.611 | 113115.6492 | - | -
114j | -68.9328 | 92.3193 | 379.7003 | 379.6709 | OK | 5.5083 | OK | 4.1126 | 21555.933 | 113115.6492 | - | -
115i | -82.5851 | 134.2643 | 379.4885 | 379.4105 | OK | 4.5951 | OK | 2.8258 | 21555.8455 | 83756.403 | - | -
115j | 164.3518 | -140.1492 | 297.9972 | 379.5016 | OK | 2.1263 | OK | 2.3091 | -19300.045 | 43367.7319 | - | -
116i | 133.4099 | -113.1509 | 324.7873 | 379.6205 | OK | 2.8704 | OK | 2.8455 | -19300.0575 | 52945.5819 | - | -
116j | 316.1572 | -260.0695 | 324.752 | 379.6205 | OK | 1.2487 | OK | 1.2007 | -43945.677 | 52945.5819 | - | -
117i | 199.1348 | -148.7253 | 340.4872 | 379.7262 | OK | 2.2894 | OK | 1.9069 | -43945.63 | 111833.2997 | - | -
117j | 349.0271 | -262.9443 | 340.484 | 379.7262 | OK | 1.2949 | OK | 1.088 | -76746.1115 | 109767.6495 | - | -
118i | 190.8099 | -204.1377 | 350.5669 | 379.7948 | OK | 1.7173 | OK | 1.9904 | -76746.0515 | 161123.1972 | - | -
118j | 255.422 | -274.3769 | 350.5493 | 379.7898 | OK | 1.2776 | OK | 1.4869 | -102672.2215 | 161123.1972 | - | -
119i | 247.4953 | -258.4893 | 353.0769 | 379.7838 | OK | 1.3659 | OK | 1.5345 | -102672.354 | 179025.804 | - | -
119j | 276.1217 | -288.9005 | 353.0687 | 379.7815 | OK | 1.2221 | OK | 1.3754 | -114524.8975 | 179025.804 | - | -
120i | 276.1158 | -288.8964 | 353.1251 | 379.7974 | OK | 1.2223 | OK | 1.3755 | -114522.232 | 179025.804 | - | -
120j | 254.902 | -265.9389 | 353.1312 | 379.7991 | OK | 1.3279 | OK | 1.49 | -105785.813 | 179025.804 | - | -
121i | 263.0642 | -282.2969 | 350.6057 | 379.8059 | OK | 1.242 | OK | 1.4438 | -105785.6555 | 161123.1972 | - | -
121j | 216.7245 | -230.8745 | 350.6194 | 379.8098 | OK | 1.5187 | OK | 1.7525 | -87316.7335 | 161123.1972 | - | -
122i | 366.833 | -284.2125 | 345.7941 | 379.7538 | OK | 1.2167 | OK | 1.0352 | -87316.596 | 118016.4669 | - | -
122j | 272.0199 | -208.4099 | 345.7978 | 379.7538 | OK | 1.6592 | OK | 1.3961 | -65173.652 | 118431.1939 | - | -
123i | 352.6698 | -317.3016 | 342.8684 | 379.7464 | OK | 1.0806 | OK | 1.0768 | -65173.6495 | 62723.5055 | - | -
123j | 256.2788 | -232.6278 | 342.8839 | 379.7464 | OK | 1.474 | OK | 1.4818 | -47886.451 | 62723.5055 | - | -
124i | 372.6996 | -288.5603 | 324.52 | 379.5483 | OK | 1.1246 | OK | 1.0184 | -47886.491 | 52111.7052 | - | -
124j | 251.1805 | -198.1612 | 324.5099 | 379.5483 | OK | 1.6376 | OK | 1.5111 | -33086.4585 | 52111.7052 | - | -
125i | 280.0549 | -239.8829 | 298.3016 | 379.5016 | OK | 1.2435 | OK | 1.3551 | -33086.4335 | 43367.7319 | - | -
125j | 174.3355 | -154.0272 | 298.3522 | 379.5016 | OK | 1.937 | OK | 2.1768 | -21471.9555 | 43367.7319 | - | -
126i | 174.3355 | -154.0272 | 298.3522 | 379.5016 | OK | 1.937 | OK | 2.1768 | -21471.9555 | 43367.7319 | - | -
126j | 89.2151 | -84.1385 | 298.31 | 379.5016 | OK | 3.5455 | OK | 4.2538 | -11978.5945 | 43367.7319 | - | -
127i | 94.8477 | -112.8622 | 199.5453 | 379.4194 | OK | 1.768 | OK | 4.0003 | -11978.607 | 32568.8793 | - | -
127j | -42.4258 | 141.7575 | 379.1903 | 379.1767 | OK | 8.9377 | OK | 2.6748 | 18162.0585 | 65023.1061 | - | -
128i | -42.4258 | 142.2726 | 379.1903 | 379.1767 | OK | 8.9377 | OK | 2.6651 | 18162.0585 | 65023.1061 | - | -
128j | -52.4782 | 133.1477 | 379.1903 | 379.1686 | OK | 7.2257 | OK | 2.8477 | 16543.4975 | 64421.8713 | - | -
129i | -52.4783 | 133.1478 | 379.1903 | 379.1639 | OK | 7.2257 | OK | 2.8477 | 16543.51 | 64421.8653 | - | -
129j | -24.577 | 54.9645 | 379.1903 | 379.1584 | OK | 15.4286 | OK | 6.8982 | 6710.438 | 65272.8027 | - | -
130i | -26.7963 | 60.7467 | 379.2256 | 379.188 | OK | 14.1522 | OK | 6.2421 | 6710.4505 | 58921.0237 | - | -
130j | 2.3875 | -2.8524 | 198.6426 | 379.4495 | OK | 69.6409 | OK | 158.9292 | -274.5245 | 29320.5636 | - | -
131i | 2.3881 | -2.8529 | 200.1515 | 379.4495 | OK | 70.1577 | OK | 158.8911 | -274.566 | 29320.5636 | - | -
131j | 0 | 0 | 379.2256 | 379.2255 | OK | Inf | OK | Inf | 0 | 59770.0295 | - | -
7.2.6. Shear checking | [12 empty] | ( ☞ 강.설 4.3.3.2.9)
Vui ≤ ΦvVn
여기서,
Vui = Vu/cosθ
Vu = V/2 = 경사진 웨브 1개에 작용하는 계수하중에 의한 전단력
q = 연직축에 대한 웨브의 경사각
· | Calculation of Vn (Nominal shear resistance)
Case | bar: w to Fcb
| Unstiffened web | ks: C•Vp = C•0.58FywDtw | ( ☞ 강.설 4.3.3.1.9.2)
Stiffened web
|  | w: - End panels; ks: C•Vp = C•0.58FywDtw | ( ☞ 강.설 4.3.3.1.9.3(3))
|  | w: - Interior panels | ( ☞ 강.설 4.3.3.1.9.3(2))
Otherwise
· | Calculation of C | [11 empty] | ( ☞ 강.설 4.3.3.1.9.3(2))
Case | bar: w to Fcb
D/tw ≤ 1.12√(Ek/Fyw) | bar: λp
| 1.12√(Ek/Fyw) < D/tw ≤ 1.40√(Ek/Fyw) | λp: 1.12/(D/tw)√(Ek/Fyw)
| D/tw > 1.40√(Ek/Fyw) | λp: 1.57(Ek/Fyw)/(D/tw)²
· | Calculation of k - shear-buckling ccoefficient
Case | bar: w to Fcb
| Unstiffened web | λp: 5
| Stiffened web | λp: 5+5/(d0/D)²
do = 수직보강재 간격
· | Classification of stiffened web and unstiffened web | [11 empty] | ( ☞ 강.설 4.3.3.1.9.1(3))
| Case | λp: Classification
| 수직보강재 간격 d0 ≤ 3D and 수평보강재 없음 | λp: Stiffened web
| 수직보강재 간격 d0 ≤ 1.5 D and 수평보강재 있음 | λp: Stiffened web
| Otherwise | λp: unstiffened web
Table 7.2.12. Calculation of nominal shear resistance
Node | Classification | Is: tw; k: Hw; ks: Vp; λp: C 산정 | Vn
| d0 | D | ds | Classification |  |  |  |  | k | D/tw | ÖEk/Fyw | C
101i | 2500 | 2600 | 650 | stiffened |  | 12 | 2620.2338 | 6474.0736 | 10.408 | 218.3528 | 78.4656 | 0.20274 | 4549.4716
101j | 2500 | 2600 | 650 | stiffened |  | 12 | 2620.2338 | 6474.0736 | 10.408 | 218.3528 | 78.4656 | 0.20274 | 4549.4716
102i | 2500 | 2600 | 650 | stiffened |  | 12 | 2620.2338 | 6474.0736 | 10.408 | 218.3528 | 78.4656 | 0.20274 | 4549.4716
102j | 2500 | 2600 | 650 | stiffened |  | 12 | 2620.2338 | 6474.0736 | 10.408 | 218.3528 | 78.4656 | 0.20274 | 4549.4716
103i | 2500 | 2800 | 700 | stiffened |  | 12 | 2821.7902 | 6972.0793 | 11.272 | 235.1492 | 81.6575 | 0.18932 | 4987.9985
103j | 2500 | 2800 | 700 | stiffened |  | 12 | 2821.7902 | 6972.0793 | 11.272 | 235.1492 | 81.6575 | 0.18932 | 4987.9985
104i | 2500 | 2800 | 700 | stiffened |  | 12 | 2821.7902 | 6972.0793 | 11.272 | 235.1492 | 81.6575 | 0.18932 | 4987.9985
104j | 2500 | 2800 | 700 | stiffened |  | 12 | 2821.7902 | 6972.0793 | 11.272 | 235.1492 | 81.6575 | 0.18932 | 4987.9985
105i | 2500 | 2800 | 700 | stiffened |  | 12 | 2821.7902 | 6972.0793 | 11.272 | 235.1492 | 81.6575 | 0.18932 | 4987.9985
105j | 2500 | 2800 | 700 | stiffened |  | 12 | 2821.7902 | 6972.0793 | 11.272 | 235.1492 | 81.6575 | 0.18932 | 4987.9985
106i | 2500 | 2800 | 700 | stiffened |  | 12 | 2821.7902 | 6972.0793 | 11.272 | 235.1492 | 81.6575 | 0.18932 | 4987.9985
106j | 2500 | 2800 | 700 | stiffened |  | 12 | 2821.7902 | 6972.0793 | 11.272 | 235.1492 | 81.6575 | 0.18932 | 4987.9985
107i | 2500 | 2800 | 700 | stiffened |  | 12 | 2821.7902 | 6972.0793 | 11.272 | 235.1492 | 81.6575 | 0.18932 | 4987.9985
107j | 2500 | 2800 | 700 | stiffened |  | 12 | 2821.7902 | 6972.0793 | 11.272 | 235.1492 | 81.6575 | 0.18932 | 4987.9985
108i | 2500 | 2800 | 700 | stiffened |  | 12 | 2821.7902 | 6972.0793 | 11.272 | 235.1492 | 81.6575 | 0.18932 | 4987.9985
108j | 2500 | 2800 | 700 | stiffened |  | 12 | 2821.7902 | 6972.0793 | 11.272 | 235.1492 | 81.6575 | 0.18932 | 4987.9985
109i | 2500 | 2800 | 700 | stiffened |  | 12 | 2821.7902 | 6972.0793 | 11.272 | 235.1492 | 81.6575 | 0.18932 | 4987.9985
109j | 2500 | 2800 | 700 | stiffened |  | 12 | 2821.7902 | 6972.0793 | 11.272 | 235.1492 | 81.6575 | 0.18932 | 4987.9985
110i | 2500 | 2800 | 700 | stiffened |  | 12 | 2821.7902 | 6972.0793 | 11.272 | 235.1492 | 81.6575 | 0.18932 | 4987.9985
110j | 2500 | 2800 | 700 | stiffened |  | 12 | 2821.7902 | 6972.0793 | 11.272 | 235.1492 | 81.6575 | 0.18932 | 4987.9985
111i | 2500 | 2800 | 700 | stiffened |  | 12 | 2821.7902 | 6972.0793 | 11.272 | 235.1492 | 81.6575 | 0.18932 | 4987.9985
111j | 2500 | 2800 | 700 | stiffened |  | 12 | 2821.7902 | 6972.0793 | 11.272 | 235.1492 | 81.6575 | 0.18932 | 4987.9985
112i | 2500 | 2800 | 700 | stiffened |  | 12 | 2821.7902 | 6972.0793 | 11.272 | 235.1492 | 81.6575 | 0.18932 | 4987.9985
112j | 2500 | 2800 | 700 | stiffened |  | 12 | 2821.7902 | 6972.0793 | 11.272 | 235.1492 | 81.6575 | 0.18932 | 4987.9985
113i | 2500 | 2800 | 700 | stiffened |  | 12 | 2821.7902 | 6972.0793 | 11.272 | 235.1492 | 81.6575 | 0.18932 | 4987.9985
113j | 2500 | 2800 | 700 | stiffened |  | 12 | 2821.7902 | 6972.0793 | 11.272 | 235.1492 | 81.6575 | 0.18932 | 4987.9985
114i | 2500 | 2800 | 700 | stiffened |  | 12 | 2821.7902 | 6972.0793 | 11.272 | 235.1492 | 81.6575 | 0.18932 | 4987.9985
114j | 2500 | 2800 | 700 | stiffened |  | 12 | 2821.7902 | 6972.0793 | 11.272 | 235.1492 | 81.6575 | 0.18932 | 4987.9985
115i | 2500 | 2800 | 700 | stiffened |  | 12 | 2821.7902 | 6972.0793 | 11.272 | 235.1492 | 81.6575 | 0.18932 | 4987.9985
115j | 2500 | 2800 | 700 | stiffened |  | 12 | 2821.7902 | 6972.0793 | 11.272 | 235.1492 | 81.6575 | 0.18932 | 4987.9985
116i | 2500 | 2814 | 703.5 | stiffened |  | 12 | 2835.8682 | 7006.8631 | 11.3349 | 236.3223 | 81.8849 | 0.18849 | 5018.9937
116j | 2500 | 2814 | 703.5 | stiffened |  | 12 | 2835.8682 | 7006.8631 | 11.3349 | 236.3223 | 81.8849 | 0.18849 | 5018.9937
117i | 2500 | 2924 | 731 | stiffened |  | 12 | 2946.7552 | 7280.8428 | 11.8398 | 245.5629 | 83.6889 | 0.18235 | 5264.2377
117j | 2500 | 2924 | 731 | stiffened |  | 12 | 2946.7552 | 7280.8428 | 11.8398 | 245.5629 | 83.6889 | 0.18235 | 5264.2377
118i | 2500 | 3103 | 775.75 | stiffened |  | 14 | 3127.1637 | 9014.3622 | 12.7029 | 223.3688 | 86.6855 | 0.23645 | 6794.4795
118j | 2500 | 3103 | 775.75 | stiffened |  | 14 | 3127.1637 | 9014.3622 | 12.7029 | 223.3688 | 86.6855 | 0.23645 | 6794.4795
119i | 2500 | 3200 | 800 | stiffened |  | 14 | 3224.9031 | 9296.1057 | 13.192 | 230.3502 | 88.3387 | 0.2309 | 7048.1261
119j | 2500 | 3200 | 800 | stiffened |  | 14 | 3224.9031 | 9296.1057 | 13.192 | 230.3502 | 88.3387 | 0.2309 | 7048.1261
120i | 2500 | 3200 | 800 | stiffened |  | 14 | 3224.9031 | 9296.1057 | 13.192 | 230.3502 | 88.3387 | 0.2309 | 7048.1261
120j | 2500 | 3200 | 800 | stiffened |  | 14 | 3224.9031 | 9296.1057 | 13.192 | 230.3502 | 88.3387 | 0.2309 | 7048.1261
121i | 2500 | 3103 | 775.75 | stiffened |  | 14 | 3127.1637 | 9014.3622 | 12.7029 | 223.3688 | 86.6855 | 0.23645 | 6794.4795
121j | 2500 | 3103 | 775.75 | stiffened |  | 14 | 3127.1637 | 9014.3622 | 12.7029 | 223.3688 | 86.6855 | 0.23645 | 6794.4795
122i | 2500 | 2924 | 731 | stiffened |  | 12 | 2946.7552 | 7280.8428 | 11.8398 | 245.5629 | 83.6889 | 0.18235 | 5264.2377
122j | 2500 | 2924 | 731 | stiffened |  | 12 | 2946.7552 | 7280.8428 | 11.8398 | 245.5629 | 83.6889 | 0.18235 | 5264.2377
123i | 2500 | 2814 | 703.5 | stiffened |  | 12 | 2835.8682 | 7006.8631 | 11.3349 | 236.3223 | 81.8849 | 0.18849 | 5018.9937
123j | 2500 | 2814 | 703.5 | stiffened |  | 12 | 2835.8682 | 7006.8631 | 11.3349 | 236.3223 | 81.8849 | 0.18849 | 5018.9937
124i | 2500 | 2800 | 700 | stiffened |  | 12 | 2821.7902 | 6972.0793 | 11.272 | 235.1492 | 81.6575 | 0.18932 | 4987.9985
124j | 2500 | 2800 | 700 | stiffened |  | 12 | 2821.7902 | 6972.0793 | 11.272 | 235.1492 | 81.6575 | 0.18932 | 4987.9985
125i | 2500 | 2800 | 700 | stiffened |  | 12 | 2821.7902 | 6972.0793 | 11.272 | 235.1492 | 81.6575 | 0.18932 | 4987.9985
125j | 2500 | 2800 | 700 | stiffened |  | 12 | 2821.7902 | 6972.0793 | 11.272 | 235.1492 | 81.6575 | 0.18932 | 4987.9985
126i | 2500 | 2800 | 700 | stiffened |  | 12 | 2821.7902 | 6972.0793 | 11.272 | 235.1492 | 81.6575 | 0.18932 | 4987.9985
126j | 2500 | 2800 | 700 | stiffened |  | 12 | 2821.7902 | 6972.0793 | 11.272 | 235.1492 | 81.6575 | 0.18932 | 4987.9985
127i | 2500 | 2800 | 700 | stiffened |  | 12 | 2821.7902 | 6972.0793 | 11.272 | 235.1492 | 81.6575 | 0.18932 | 4987.9985
127j | 2500 | 2800 | 700 | stiffened |  | 12 | 2821.7902 | 6972.0793 | 11.272 | 235.1492 | 81.6575 | 0.18932 | 4987.9985
128i | 2500 | 2800 | 700 | stiffened |  | 12 | 2821.7902 | 6972.0793 | 11.272 | 235.1492 | 81.6575 | 0.18932 | 4987.9985
128j | 2500 | 2800 | 700 | stiffened |  | 12 | 2821.7902 | 6972.0793 | 11.272 | 235.1492 | 81.6575 | 0.18932 | 4987.9985
129i | 2500 | 2800 | 700 | stiffened |  | 12 | 2821.7902 | 6972.0793 | 11.272 | 235.1492 | 81.6575 | 0.18932 | 4987.9985
129j | 2500 | 2800 | 700 | stiffened |  | 12 | 2821.7902 | 6972.0793 | 11.272 | 235.1492 | 81.6575 | 0.18932 | 4987.9985
130i | 2500 | 2600 | 650 | stiffened |  | 12 | 2620.2338 | 6474.0736 | 10.408 | 218.3528 | 78.4656 | 0.20274 | 4549.4716
130j | 2500 | 2600 | 650 | stiffened |  | 12 | 2620.2338 | 6474.0736 | 10.408 | 218.3528 | 78.4656 | 0.20274 | 4549.4716
131i | 2500 | 2600 | 650 | stiffened |  | 12 | 2620.2338 | 6474.0736 | 10.408 | 218.3528 | 78.4656 | 0.20274 | 4549.4716
131j | 2500 | 2600 | 650 | stiffened |  | 12 | 2620.2338 | 6474.0736 | 10.408 | 218.3528 | 78.4656 | 0.20274 | 4549.4716
Table 7.2.13. Checking web shear
Node | 전단 산정 | λp: θ; λr: Vui; Fcb: ΦvVn; Fcv: 검토
| DC1 | DC2 | DC3 | DC4 | DW | LLmin | LLmax | Vu
101i | 0.25 | 0 | 0.12 | -0.22 | -0.11 | -260.5 | 0 | 0.01125 | 7.125 | 0.011338 | 4549.4716 | OK
101j | -6.73 | 0 | -32.06 | -4.64 | -4.35 | -260.5 | 0 | -264.8563 | 7.125 | -266.9174 | 4549.4716 | OK
102i | 670.91 | 0.8 | 1427.75 | 327.74 | 288.8 | -66.89 | 1215.58 | 2827.622 | 7.125 | 2849.6272 | 4549.4716 | OK
102j | 637.29 | 0.8 | 1272.67 | 306.41 | 268.34 | -77.16 | 1133.21 | 2606.8753 | 7.125 | 2627.1625 | 4549.4716 | OK
103i | 637.28 | 0.8 | 1272.64 | 306.43 | 268.35 | -77.16 | 1133.21 | 2606.8702 | 7.125 | 2627.1575 | 4987.9985 | OK
103j | 580.19 | 0.8 | 1140.18 | 276.64 | 239.79 | -125.95 | 1032.82 | 2358.0117 | 7.125 | 2376.3623 | 4987.9985 | OK
104i | 565.29 | 0.8 | 1070.69 | 255.38 | 227.19 | -109.76 | 1008.86 | 2260.9665 | 7.125 | 2278.5618 | 4987.9985 | OK
104j | 488.14 | 0.8 | 891.69 | 215.13 | 188.59 | -182.9 | 885.54 | 1935.7785 | 7.125 | 1950.8432 | 4987.9985 | OK
105i | 488.14 | 0.8 | 891.71 | 215.12 | 188.59 | -182.9 | 885.54 | 1935.7847 | 7.125 | 1950.8494 | 4987.9985 | OK
105j | 389.13 | 0.8 | 712.71 | 174.87 | 149.99 | -277.99 | 783.4 | 1615.9963 | 7.125 | 1628.5723 | 4987.9985 | OK
106i | 370.15 | 0.81 | 631.29 | 150.32 | 135.09 | -221.05 | 758.34 | 1504.1798 | 7.125 | 1515.8856 | 4987.9985 | OK
106j | 271.15 | 0.81 | 452.29 | 110.07 | 96.49 | -304.18 | 652.8 | 1181.3375 | 7.125 | 1190.5309 | 4987.9985 | OK
107i | 271.2 | 0.81 | 452.28 | 110.05 | 96.5 | -304.18 | 652.8 | 1181.3575 | 7.125 | 1190.5511 | 4987.9985 | OK
107j | 160.07 | 0.81 | 273.28 | 69.8 | 57.9 | -403.78 | 563.48 | 865.532 | 7.125 | 872.2678 | 4987.9985 | OK
108i | 139.71 | 0.8 | 187.21 | 44.54 | 42.63 | -352.17 | 552.13 | 761.552 | 7.125 | 767.4786 | 4987.9985 | OK
108j | 28.58 | 0.8 | 8.21 | 4.29 | 4.03 | -439.91 | 454.01 | 437.8065 | 7.125 | 441.2136 | 4987.9985 | OK
109i | 28.62 | 0.8 | 8.17 | 4.27 | 4.01 | -439.91 | 454.01 | 437.779 | 7.125 | 441.1859 | 4987.9985 | OK
109j | -82.51 | 0.8 | -170.83 | -35.98 | -34.59 | -542.6 | 372.08 | -694.6075 | 7.125 | -700.0131 | 4987.9985 | OK
110i | -98.11 | 0.81 | -227.87 | -53.2 | -45.02 | -544.74 | 404.89 | -760.5122 | 7.125 | -766.4307 | 4987.9985 | OK
110j | -209.24 | 0.81 | -406.87 | -93.45 | -83.62 | -641.21 | 317.18 | -1082.7728 | 7.125 | -1091.1991 | 4987.9985 | OK
111i | -226.95 | 0.8 | -468.2 | -110.9 | -94.2 | -643.48 | 361.34 | -1153.0633 | 7.125 | -1162.0366 | 4987.9985 | OK
111j | -338.08 | 0.8 | -647.2 | -151.15 | -132.8 | -735.21 | 269.23 | -1471.0578 | 7.125 | -1482.5058 | 4987.9985 | OK
112i | -338.14 | 0.8 | -647.18 | -151.13 | -132.83 | -735.21 | 269.23 | -1471.0928 | 7.125 | -1482.5411 | 4987.9985 | OK
112j | -433.86 | 0.8 | -826.18 | -191.38 | -171.43 | -841.58 | 194.31 | -1792.632 | 7.125 | -1806.5827 | 4987.9985 | OK
113i | -451.11 | 0.79 | -905.7 | -216.38 | -186.41 | -870.41 | 261.68 | -1905.9265 | 7.125 | -1920.7588 | 4987.9985 | OK
113j | -543.46 | 0.79 | -1084.7 | -256.63 | -225.01 | -967.84 | 181.49 | -2217.3135 | 7.125 | -2234.5691 | 4987.9985 | OK
114i | -543.46 | 0.79 | -1084.66 | -256.64 | -225.01 | -967.84 | 181.49 | -2217.2948 | 7.125 | -2234.5502 | 4987.9985 | OK
114j | -635.82 | 0.79 | -1263.66 | -296.89 | -263.61 | -1078.81 | 117.89 | -2540.874 | 7.125 | -2560.6476 | 4987.9985 | OK
115i | -654.26 | 0.79 | -1344.62 | -320.83 | -278.15 | -1115.26 | 197.04 | -2661.6715 | 7.125 | -2682.3852 | 4987.9985 | OK
115j | -726.93 | 0.79 | -1523.62 | -361.08 | -316.75 | -1218.23 | 132.12 | -2965.7445 | 7.125 | -2988.8246 | 4987.9985 | OK
116i | -726.94 | 0.79 | -1523.63 | -361.09 | -316.75 | -1218.23 | 132.12 | -2965.7633 | 7.12 | -2988.8108 | 5018.9937 | OK
116j | -811.43 | 0.79 | -1702.63 | -401.34 | -355.35 | -1332.23 | 81.45 | -3287.1508 | 7.12 | -3312.6959 | 5018.9937 | OK
117i | -836.11 | 1.05 | -1797.59 | -426.86 | -371 | -1381.37 | 161.44 | -3433.6768 | 7.125 | -3460.3984 | 5264.2377 | OK
117j | -940.77 | -77.82 | -1976.59 | -467.11 | -409.6 | -1496.14 | 118.38 | -3817.6573 | 7.125 | -3847.3671 | 5264.2377 | OK
118i | -940.8 | -77.82 | -1976.64 | -467.1 | -409.59 | -1496.14 | 118.38 | -3817.6935 | 7.1273 | -3847.4227 | 6794.4795 | OK
118j | -1044.52 | -154.39 | -2101.94 | -495.28 | -436.61 | -1582.19 | 98.33 | -4124.0098 | 7.1273 | -4156.1243 | 6794.4795 | OK
119i | -1044.56 | -154.39 | -2101.65 | -495.27 | -436.62 | -1582.19 | 98.33 | -4123.8548 | 7.125 | -4155.9475 | 7048.1261 | OK
119j | -1089.35 | -192.08 | -2155.35 | -507.34 | -448.2 | -1620.22 | 93.98 | -4259.423 | 7.125 | -4292.5708 | 7048.1261 | OK
120i | 818.61 | 190.84 | 1710.25 | 399.79 | 353.79 | -45.18 | 1336.24 | 3417.6397 | 7.125 | 3444.2366 | 7048.1261 | OK
120j | 773.82 | 153.15 | 1656.55 | 387.71 | 342.21 | -49.56 | 1294.6 | 3278.8162 | 7.125 | 3304.3327 | 7048.1261 | OK
121i | 773.82 | 153.15 | 1656.49 | 387.68 | 342.23 | -49.56 | 1294.6 | 3278.775 | 7.1273 | 3304.3075 | 6794.4795 | OK
121j | 670.1 | 77.37 | 1531.19 | 359.51 | 315.21 | -74.39 | 1200.37 | 2965.5967 | 7.1273 | 2988.6905 | 6794.4795 | OK
122i | 670.09 | 77.37 | 1531.21 | 359.51 | 315.21 | -74.39 | 1200.37 | 2965.603 | 7.125 | 2988.682 | 5264.2377 | OK
122j | 559.71 | -1.5 | 1352.21 | 319.26 | 276.61 | -127.47 | 1074.6 | 2568.1475 | 7.125 | 2588.1334 | 5264.2377 | OK
123i | 538.45 | -1.26 | 1264.22 | 294.25 | 261.4 | -84.1 | 1020.04 | 2423.8735 | 7.12 | 2442.7099 | 5018.9937 | OK
123j | 438.05 | -1.26 | 1085.22 | 254 | 222.8 | -150.58 | 896.86 | 2084.2802 | 7.12 | 2100.4776 | 5018.9937 | OK
124i | 438.05 | -1.26 | 1085.21 | 254 | 222.8 | -150.58 | 896.86 | 2084.274 | 7.125 | 2100.4943 | 4987.9985 | OK
124j | 356.62 | -1.26 | 906.21 | 213.75 | 184.2 | -236.34 | 785.76 | 1767.409 | 7.125 | 1781.1634 | 4987.9985 | OK
125i | 335.09 | -1.27 | 817.95 | 188.96 | 169.04 | -194.53 | 758 | 1646.9362 | 7.125 | 1659.7531 | 4987.9985 | OK
125j | 262.42 | -1.27 | 638.95 | 148.71 | 130.44 | -277.33 | 639.65 | 1329.0213 | 7.125 | 1339.364 | 4987.9985 | OK
126i | 262.42 | -1.27 | 638.96 | 148.71 | 130.44 | -277.33 | 639.65 | 1329.0275 | 7.125 | 1339.3703 | 4987.9985 | OK
126j | 189.75 | -1.27 | 459.96 | 108.46 | 91.84 | -382.8 | 537.66 | 1025.8365 | 7.125 | 1033.8198 | 4987.9985 | OK
127i | 171.04 | -1.26 | 383.14 | 84.9 | 77.64 | -391.46 | 591.86 | 989.5415 | 7.125 | 997.2423 | 4987.9985 | OK
127j | 107.07 | -1.26 | 204.14 | 44.65 | 39.04 | -489.35 | 480.45 | 683.31 | 7.125 | 688.6277 | 4987.9985 | OK
128i | 107.07 | -1.26 | 204.14 | 44.65 | 39.04 | -489.35 | 480.45 | 683.31 | 7.125 | 688.6277 | 4987.9985 | OK
128j | 43.09 | -1.26 | 25.14 | 4.4 | 0.44 | -611.36 | 381.74 | 388.5023 | 7.125 | 391.5257 | 4987.9985 | OK
129i | 23.74 | -1.26 | -62.32 | -21.61 | -15.16 | -648.28 | 419.3 | -633.2283 | 7.125 | -638.1562 | 4987.9985 | OK
129j | -59.05 | -1.26 | -293.94 | -73.69 | -65.11 | -828.59 | 335.83 | -1062.026 | 7.125 | -1070.2909 | 4987.9985 | OK
130i | -59.05 | -1.26 | -293.94 | -73.69 | -65.11 | -828.59 | 335.83 | -1062.026 | 7.125 | -1070.2909 | 4549.4716 | OK
130j | -94.58 | -1.26 | -463.65 | -97.04 | -87.49 | -928.88 | 332.78 | -1311.9407 | 7.125 | -1322.1506 | 4549.4716 | OK
131i | 6.74 | 0 | 32.2 | 4.43 | 4.25 | 0 | 260.5 | 264.7438 | 7.125 | 266.804 | 4549.4716 | OK
131j | 0 | 0 | 0.01 | 0 | 0.01 | 0 | 260.5 | 234.4638 | 7.125 | 236.2884 | 4549.4716 | OK
Vu Vui
θ
𝑌=𝐷/2 ((𝑃_𝑡+𝑃_𝑠𝑏+∑▒𝑃_𝑟 −𝑃_𝑠𝑡−𝑃_𝑐−𝑃_𝑠−𝑃_𝑟𝑏−𝑃_𝑟𝑡)/𝑃_𝑤 +1)
𝑌=𝑡_𝑐/2 ((𝑃_𝑡+𝑃_𝑠𝑏+∑𝑃_𝑟+𝑃_𝑤+𝑃_𝑠𝑡−𝑃_𝑠−𝑃_𝑟𝑏−𝑃_𝑟𝑡)/𝑃_𝑐 +1)
𝑌=𝑡_𝑠 ((𝑃_𝑡+𝑃_𝑠𝑏+∑𝑃_𝑟+𝑃_𝑤+𝑃_𝑠𝑡+𝑃_𝑐−𝑃_𝑟𝑏−𝑃_𝑟𝑡)/𝑃_𝑠 )
𝑌=𝑡_𝑠 ((𝑃_𝑡+𝑃_𝑠𝑏+∑𝑃_𝑟+𝑃_𝑤+𝑃_𝑠𝑡+𝑃_𝑐+𝑃_𝑟𝑏−𝑃_𝑟𝑡)/𝑃_𝑠 )
𝑌=𝑡_𝑠 ((𝑃_𝑡+𝑃_𝑠𝑏+∑𝑃_𝑟+𝑃_𝑤+𝑃_𝑠𝑡+𝑃_𝑐+𝑃_𝑟𝑏+𝑃_𝑟𝑡)/𝑃_𝑠 )
𝑌=𝐷/2 ((𝑃_𝑐+𝑃_𝑠𝑏+∑𝑃_𝑟+𝑃_𝑏𝑜𝑡−𝑃_𝑠𝑡−𝑃_𝑡−𝑃_𝑟𝑏−𝑃_𝑟𝑡)/𝑃_𝑤 +1)
𝑌=𝑡_𝑡/2 ((𝑃_𝑐+𝑃_𝑠𝑏+∑𝑃_𝑟+𝑃_𝑏𝑜𝑡+𝑃_𝑠𝑡+𝑃_𝑤−𝑃_𝑟𝑏−𝑃_𝑟𝑡)/𝑃_𝑡 +1)
∑
𝑀_𝑝=𝑃_𝑤/2𝐷 [𝑌^2+(𝐷−𝑌)^2 ]+𝑃_𝑐 𝑑_𝑐+𝑃_𝑠𝑏 𝑑_𝑠𝑏+𝑃_𝑠𝑡 𝑑_𝑠𝑡+𝑃_𝑡 𝑑_𝑡+𝑃_𝑠 𝑑_𝑠+𝑃_𝑟𝑏 𝑑_𝑟𝑏+𝑃_𝑟𝑡 𝑑_𝑟𝑡+∑𝑃_𝑟 𝑑_𝑟
𝑀_𝑝=𝑃_𝑐/(2𝑡_𝑐 ) [𝑌^2+(𝑡_𝑐−𝑌)^2 ]+𝑃_𝑡 𝑑_𝑡+𝑃_𝑠𝑏 𝑑_𝑠𝑏+𝑃_𝑠𝑡 𝑑_𝑠𝑡+𝑃_𝑤 𝑑_𝑤+𝑃_𝑠 𝑑_𝑠+𝑃_𝑟𝑏 𝑑_𝑟𝑏+𝑃_𝑟𝑡 𝑑_𝑟𝑡+"∑" 𝑃_𝑟 𝑑_𝑟
𝑀_𝑝=𝑌^2/(2𝑡_𝑠 ) 𝑃_𝑠+𝑃_𝑐 𝑑_𝑐+𝑃_𝑠𝑏 𝑑_𝑠𝑏+𝑃_𝑠𝑡 𝑑_𝑠𝑡+𝑃_𝑤 𝑑_𝑤+𝑃_𝑡 𝑑_𝑡+𝑃_𝑟𝑏 𝑑_𝑟𝑏+𝑃_𝑟𝑡 𝑑_𝑟𝑡+∑𝑃_𝑟 𝑑_𝑟
𝑀_𝑝=𝑌^2/(2𝑡_𝑠 ) 𝑃_𝑠+𝑃_𝑐 𝑑_𝑐+𝑃_𝑠𝑏 𝑑_𝑠𝑏+𝑃_𝑠𝑡 𝑑_𝑠𝑡+𝑃_𝑤 𝑑_𝑤+𝑃_𝑡 𝑑_𝑡+𝑃_𝑟𝑡 𝑑_𝑟𝑡+∑𝑃_𝑟 𝑑_𝑟
𝑀_𝑝=𝑌^2/(2𝑡_𝑠 ) 𝑃_𝑠+𝑃_𝑐 𝑑_𝑐+𝑃_𝑠𝑏 𝑑_𝑠𝑏+𝑃_𝑠𝑡 𝑑_𝑠𝑡+𝑃_𝑤 𝑑_𝑤+𝑃_𝑡 𝑑_𝑡+𝑃_𝑟𝑏 𝑑_𝑟𝑏+𝑃_𝑟𝑡 𝑑_𝑟𝑡+∑𝑃_𝑟 𝑑_𝑟
𝑀_𝑝=𝑌^2/(2𝑡_𝑠 ) 𝑃_𝑠+𝑃_𝑐 𝑑_𝑐+𝑃_𝑠𝑏 𝑑_𝑠𝑏+𝑃_𝑠𝑡 𝑑_𝑠𝑡+𝑃_𝑤 𝑑_𝑤+𝑃_𝑡 𝑑_𝑡+𝑃_𝑟𝑏 𝑑_𝑟𝑏+∑𝑃_𝑟 𝑑_𝑟
𝑀_𝑝=𝑌^2/(2𝑡_𝑠 ) 𝑃_𝑠+𝑃_𝑐 𝑑_𝑐+𝑃_𝑠𝑏 𝑑_𝑠𝑏+𝑃_𝑠𝑡 𝑑_𝑠𝑡+𝑃_𝑤 𝑑_𝑤+𝑃_𝑡 𝑑_𝑡+𝑃_𝑟𝑏 𝑑_𝑟𝑏+𝑃_𝑟𝑡 𝑑_𝑟𝑡+∑𝑃_𝑟 𝑑_𝑟
𝑀_𝑝=𝑃_𝑤/2𝐷 [𝑌^2+(𝐷−𝑌)^2 ]+𝑃_𝑏𝑜𝑡 𝑑_𝑏𝑜𝑡+𝑃_𝑐 𝑑_𝑐+𝑃_𝑠𝑏 𝑑_𝑠𝑏+𝑃_𝑠𝑡 𝑑_𝑠𝑡+𝑃_𝑡 𝑑_𝑡+𝑃_𝑟𝑏 𝑑_𝑟𝑏+𝑃_𝑟𝑡 𝑑_𝑟𝑡+∑𝑃_𝑟 𝑑_𝑟
𝑀_𝑝=𝑃_𝑡/(2𝑡_𝑡 ) [𝑌^2+(𝑡_𝑡−𝑌)^2 ]+𝑃_𝑐 𝑑_𝑐+𝑃_𝑏𝑜𝑡 𝑑_𝑏𝑜𝑡+𝑃_𝑠𝑏 𝑑_𝑠𝑏+𝑃_𝑤 𝑑_𝑤+𝑃_𝑠𝑡 𝑑_𝑠𝑡+𝑃_𝑟𝑏 𝑑_𝑟𝑏+𝑃_𝑟𝑡 𝑑_𝑟𝑡+∑𝑃_𝑟 𝑑_𝑟
𝑌=((𝑃_𝑡+𝑃_𝑠𝑏+∑𝑃_𝑟+𝑃_𝑤+𝑃_𝑠𝑡−𝑃_𝑐−𝑃_𝑠−𝑃_𝑟𝑏−𝑃_𝑟𝑡)/(2/𝐷 𝑃_𝑤+2/𝐻_𝑠𝑡 𝑃_𝑠𝑡 ))
𝑌=((𝑃_𝑐+𝑃_𝑠𝑏+∑𝑃_𝑟+𝑃_𝑏𝑜𝑡+𝑃_𝑠𝑡+𝑃_𝑤−𝑃_𝑡−𝑃_𝑟𝑏−𝑃_𝑟𝑡)/(2/𝐻_𝑠𝑡 𝑃_𝑠𝑡+2/𝐷 𝑃_𝑤 ))
𝑀_𝑝=𝑃_𝑠𝑡/(2𝐻_𝑠𝑡 ) [𝑌^2+(𝐻_𝑠𝑡−𝑌)^2 ]+𝑃_𝑐 𝑑_𝑐+𝑃_𝑠𝑏 𝑑_𝑠𝑏+𝑃_𝑤/2𝐷 [𝑌^2+(𝐷−𝑌)^2 ]+𝑃_𝑡 𝑑_𝑡+𝑃_𝑠 𝑑_𝑠+𝑃_𝑟𝑏 𝑑_𝑟𝑏+𝑃_𝑟𝑡 𝑑_𝑟𝑡+∑𝑃_𝑟 𝑑_𝑟
𝑀_𝑝=𝑃_𝑠𝑡/(2𝐻_𝑠𝑡 ) [𝑌^2+(𝐻_𝑠𝑡−𝑌)^2 ]+𝑃_𝑤/2𝐷 [𝑌^2+(𝐷−𝑌)^2 ]+𝑃_𝑏𝑜𝑡 𝑑_𝑏𝑜𝑡+𝑃_𝑐 𝑑_𝑐+𝑃_𝑠𝑏 𝑑_𝑠𝑏+𝑃_𝑡 𝑑_𝑡+𝑃_𝑟𝑏 𝑑_𝑟𝑏+𝑃_𝑟𝑡 𝑑_𝑟𝑡+∑𝑃_𝑟 𝑑_𝑟
𝑌=((𝑃_𝑐+𝑃_𝑤+𝐷/𝐻_𝑐 𝑃_𝑏𝑜𝑡+(2𝐷/𝐻_𝑠𝑏 −1) 𝑃_𝑠𝑏−𝑃_𝑡−𝑃_𝑠𝑡−𝑃_𝑟𝑡−𝑃_𝑟𝑏)/(2/𝐻_𝑠𝑏 𝑃_𝑠𝑏+1/𝐻_𝑐 𝑃_𝑏𝑜𝑡+2/𝐷 𝑃_𝑤 ))
𝑀_𝑝=𝑃_𝑠𝑏/(2𝐻_𝑠𝑏 ) [〖(𝐷−𝑌)〗^2+(𝐻_𝑠𝑏−𝐷+𝑌)^2 ]+𝑃_𝑤/2𝐷 [𝑌^2+(𝐷−𝑌)^2 ]+〖(𝐷−𝑌)〗^2/(2𝐻_𝑐 ) 𝑃_𝑏𝑜𝑡+𝑃_𝑐 𝑑_𝑐+𝑃_𝑠𝑡 𝑑_𝑠𝑡+𝑃_𝑡 𝑑_𝑡+𝑃_𝑟𝑏 𝑑_𝑟𝑏+𝑃_𝑟𝑡 𝑑_𝑟𝑡+∑𝑃_𝑟 𝑑_𝑟
𝑌=((𝑃_𝑐+𝑃_𝑤+𝑃_𝑠𝑏+𝐷/𝐻_𝑐 𝑃_𝑏𝑜𝑡−𝑃_𝑡−𝑃_𝑠𝑡−𝑃_𝑟𝑏−𝑃_𝑟𝑡)/(1/𝐻_𝑐 𝑃_𝑏𝑜𝑡+2/𝐷 𝑃_𝑤 ))
𝑀_𝑝=𝑃_𝑤/2𝐷 [𝑌^2+(𝐷−𝑌)^2 ]+〖(𝐷−𝑌)〗^2/(2𝐻_𝑐 ) 𝑃_𝑏𝑜𝑡+𝑃_𝑐 𝑑_𝑐+𝑃_𝑠𝑏 𝑑_𝑠𝑏+𝑃_𝑠𝑡 𝑑_𝑠𝑡+𝑃_𝑡 𝑑_𝑡+𝑃_𝑟𝑏 𝑑_𝑟𝑏+𝑃_𝑟𝑡 𝑑_𝑟𝑡+∑𝑃_𝑟 𝑑_𝑟
𝑓_𝑏𝑜𝑡=(1.25〖𝐷𝐶〗_3)/(𝑆_𝑏𝑜𝑡1×𝑛)+(1.25〖𝐷𝐶〗_4+1.5𝐷𝑊+1.8𝐿𝐿)/(𝑆_𝑏𝑜𝑡2×𝑛)
𝑓_𝑑𝑒𝑐𝑘=(1.25〖𝐷𝐶〗_4+1.5𝐷𝑊+1.8𝐿𝐿)/(𝑆_𝑑𝑒𝑐𝑘×𝑛)
정모멘트
PNA
Dp
Dt
부모멘트
PNA
Dp
Dt
λ_𝑟=0.95√(𝐸𝑘/𝐹_𝑦𝑟 )
𝐹_𝑦𝑐=𝑀_𝐷1/𝑆_𝑠𝑡𝑒𝑒𝑙 +𝑀_𝐷2/𝑆_(𝑏𝑜𝑡_𝑐𝑜𝑛𝑐) +𝑀_𝐷3/𝑆_𝑙𝑜𝑛𝑔𝑡𝑒𝑟𝑚 +𝑀_(𝐴𝐷_𝐶)/𝑆_𝑠ℎ𝑜𝑟𝑡𝑡𝑒𝑟𝑚
𝐹_𝑦𝑡=𝑀_𝐷1/𝑆_𝑠𝑡𝑒𝑒𝑙 +𝑀_𝐷2/𝑆_(𝑏𝑜𝑡_𝑐𝑜𝑛𝑐) +𝑀_𝐷3/𝑆_𝑙𝑜𝑛𝑔𝑡𝑒𝑟𝑚 +𝑀_(𝐴𝐷_𝑇)/𝑆_𝑠ℎ𝑜𝑟𝑡𝑡𝑒𝑟𝑚
b
w
a
𝑓_𝑏𝑢=(1.25〖(𝐷𝐶〗_1+〖𝐷𝐶〗_2))/𝑆_𝑠𝑡𝑒𝑒𝑙 +(1.25〖𝐷𝐶〗_3)/𝑆_(𝑏𝑜𝑡_𝑐𝑜𝑛𝑐) +(1.25〖𝐷𝐶〗_4+1.5𝐷𝑊)/𝑆_𝑙𝑜𝑛𝑔𝑡𝑒𝑟𝑚 +1.8𝐿𝐿/𝑆_𝑠ℎ𝑜𝑟𝑡𝑡𝑒𝑟𝑚
w1 w2
ds
ds
((5.34+2.84(𝐼_𝑠/(𝑤𝑡_𝑓𝑐^3 ))^(1/3))/〖(𝑛+1)〗^2 )^(1/3)≤5.34
정모멘트 부모멘트
①
②
③
①
②
④
⑤
 ① = fbu 플랜지 인장응력
 ② = fbu 플랜지 압축응력
 ③ = fdeck 바닥판 압축응력
 ④ = fbot 내부 con'c 압축응력
 ⑤ = fs 철근 인장응력
PNA
Y
Case 1, 8, a, b, c, d
PNA
Y
Case 2, 9
PNA
Y
Case 3, 4, 5, 6, 7
Hst
Prb
Prt
Pt
Pwt
Pwb
Pbot
Pc
Ps
Pt
Pwb
Prb
Prt
Pwt
Pc
D
ts
Hc
Psb
Pst
Hsb
Pst
Psb
crb
crt
Positive moment
Negative moment
Pr3
Pr2
Pr1
th

## SLS
7.3. 사용한계상태 | [11 empty] | ( ☞ 강.설 4.3.3.2.4 )
검토내용
플랜지 요구조건
|  |  |  | ff ≤ 0.95RhFyf |  |  |  | (1) |  |  | (강.설 4.3-138)
웨브의 휨좌굴강도
|  |  |  | fc ≤ Fcrw |  |  |  | (2) |  |  | (강.설 4.3-141)
Except for the section in positive flexure in which the web satisfies D/tw ≤ 150
철근 (부모멘트)
|  |  |  | fs ≤ 0.8Fy |  |  |  | (3)
7.3.1. 플랜지 요구조건 | [11 empty] | ( ☞ 강.설 4.3.3.1.4.2 )
ff ≤ 0.95RhFyf
여기서,
|  | ff | = | 플랜지 횡방향 휨을 고려하지 않은 사용한계상태조합에 의한 플랜지 응력
|  | Rh | = | 하이브리드 단면의 플랜지 응력감소계수
| ★ | Rh = 하이브리드 계수 | [9 empty] | ( ☞ 강.설 4.3.3.1.1.10(1))
|  | Case |  |  |  |  | Rh
|  | Fyw ≥ Fyf |  |  |  |  | 1
|  | Otherwise |  |  |  |  | [12+β(3ρ -ρ3)]/(12 + 2β)
ρ = min(Fyw/fn ; 1.0)
fn = max(Fyf, fbu)
β = 2Dntw/Afn
Dn = 단면의 탄성중립축으로 부터 양플린지 안쪽 면까지의 거리 중 큰값
Afn = 플랜지 단면적과 Dn 방향에 위치한 플랜지 덮개판 면적의 합
Table 7.3.1. Checking flange stress
Node | fbu |  | Dn | Afn | β | fn | ρ | Rh | 0.95RhFyf |  | 검토
| Top | Bottom | [6 empty] | Top | Bottom | Top | Bottom
101i | 0.00024486 | -0.00021059 | 1389.0679 | 23280 | 1.432 | 380 | 0.93421 | 0.99878 | 360.5583 | 360.5583 | OK | OK
101j | 1.7063 | -1.9048 | 1389.0679 | 23280 | 1.432 | 380 | 0.93421 | 0.99878 | 360.5583 | 360.5583 | OK | OK
102i | 1.7063 | -1.9048 | 1389.0679 | 23280 | 1.432 | 380 | 0.93421 | 0.99878 | 360.5583 | 360.5583 | OK | OK
102j | -71.335 | 98.0154 | 2267.1929 | 23280 | 2.3373 | 380 | 0.93421 | 0.99822 | 360.3574 | 360.3574 | OK | OK
103i | -53.6176 | 70.4576 | 2358.0948 | 34920 | 1.6207 | 380 | 0.93421 | 0.99865 | 360.5125 | 360.5125 | OK | OK
103j | -121.459 | 159.0635 | 2358.0948 | 34920 | 1.6207 | 380 | 0.93421 | 0.99865 | 360.5125 | 360.5125 | OK | OK
104i | -121.4587 | 159.0632 | 2358.0948 | 34920 | 1.6207 | 380 | 0.93421 | 0.99865 | 360.5125 | 360.5125 | OK | OK
104j | -197.311 | 257.3828 | 2358.0948 | 34920 | 1.6207 | 380 | 0.93421 | 0.99865 | 360.5125 | 360.5125 | OK | OK
105i | -163.6128 | 168.7726 | 2192.819 | 65960 | 0.79787 | 380 | 0.93421 | 0.99925 | 360.7309 | 360.7309 | OK | OK
105j | -215.2278 | 221.3962 | 2192.819 | 65960 | 0.79787 | 380 | 0.93421 | 0.99925 | 360.7309 | 360.7309 | OK | OK
106i | -215.2273 | 221.3959 | 2192.819 | 65960 | 0.79787 | 380 | 0.93421 | 0.99925 | 360.7309 | 360.7309 | OK | OK
106j | -250.939 | 257.5624 | 2192.819 | 65960 | 0.79787 | 380 | 0.93421 | 0.99925 | 360.7309 | 360.7309 | OK | OK
107i | -216.3205 | 225.6591 | 2148.8063 | 77600 | 0.66458 | 380 | 0.93421 | 0.99937 | 360.7714 | 360.7714 | OK | OK
107j | -237.1582 | 247.5033 | 2148.8063 | 77600 | 0.66458 | 380 | 0.93421 | 0.99937 | 360.7714 | 360.7714 | OK | OK
108i | -237.1578 | 247.5029 | 2148.8063 | 77600 | 0.66458 | 380 | 0.93421 | 0.99937 | 360.7714 | 360.7714 | OK | OK
108j | -243.7466 | 254.5467 | 2148.8063 | 77600 | 0.66458 | 380 | 0.93421 | 0.99937 | 360.7714 | 360.7714 | OK | OK
109i | -243.747 | 254.547 | 2148.8063 | 77600 | 0.66458 | 380 | 0.93421 | 0.99937 | 360.7714 | 360.7714 | OK | OK
109j | -240.3178 | 251.8811 | 2148.8063 | 77600 | 0.66458 | 380 | 0.93421 | 0.99937 | 360.7714 | 360.7714 | OK | OK
110i | -240.3181 | 251.8814 | 2148.8063 | 77600 | 0.66458 | 380 | 0.93421 | 0.99937 | 360.7714 | 360.7714 | OK | OK
110j | -224.0653 | 236.2911 | 2148.8063 | 77600 | 0.66458 | 380 | 0.93421 | 0.99937 | 360.7714 | 360.7714 | OK | OK
111i | -224.0655 | 236.2912 | 2148.8063 | 77600 | 0.66458 | 380 | 0.93421 | 0.99937 | 360.7714 | 360.7714 | OK | OK
111j | -194.7825 | 207.5823 | 2148.8063 | 77600 | 0.66458 | 380 | 0.93421 | 0.99937 | 360.7714 | 360.7714 | OK | OK
112i | -233.6069 | 247.9583 | 2210.3625 | 62080 | 0.85452 | 380 | 0.93421 | 0.99921 | 360.7142 | 360.7142 | OK | OK
112j | -186.5482 | 202.4264 | 2210.3625 | 62080 | 0.85452 | 380 | 0.93421 | 0.99921 | 360.7142 | 360.7142 | OK | OK
113i | -204.679 | 204.9856 | 2201.3132 | 62080 | 0.85102 | 380 | 0.93421 | 0.99921 | 360.7152 | 360.7152 | OK | OK
113j | -135.2922 | 142.2114 | 2201.3132 | 62080 | 0.85102 | 380 | 0.93421 | 0.99921 | 360.7152 | 360.7152 | OK | OK
114i | -135.2925 | 142.2116 | 2201.3132 | 62080 | 0.85102 | 380 | 0.93421 | 0.99921 | 360.7152 | 360.7152 | OK | OK
114j | -53.6218 | 69.1722 | 2201.3132 | 62080 | 0.85102 | 380 | 0.93421 | 0.99921 | 360.7152 | 360.7152 | OK | OK
115i | -64.4916 | 100.7219 | 2348.1835 | 34920 | 1.6139 | 380 | 0.93421 | 0.99865 | 360.5141 | 360.5141 | OK | OK
115j | 124.4293 | -105.5848 | 1431.8295 | 22000 | 1.562 | 380 | 0.93421 | 0.99869 | 360.5265 | 360.5265 | OK | OK
116i | 100.8894 | -85.2057 | 1455.753 | 31200 | 1.1198 | 380 | 0.93421 | 0.999 | 360.6395 | 360.6395 | OK | OK
116j | 242.3535 | -198.5946 | 1455.753 | 31200 | 1.1198 | 380 | 0.93421 | 0.999 | 360.6395 | 360.6395 | OK | OK
117i | 152.4761 | -114.4981 | 1842.799 | 57600 | 0.76783 | 380 | 0.93421 | 0.99928 | 360.7399 | 360.7399 | OK | OK
117j | 267.6553 | -202.7276 | 1842.799 | 57600 | 0.76783 | 380 | 0.93421 | 0.99928 | 360.7399 | 360.7399 | OK | OK
118i | 146.125 | -157.5256 | 1753.7638 | 116000 | 0.42332 | 380 | 0.93421 | 0.99958 | 360.8489 | 360.8489 | OK | OK
118j | 195.6803 | -211.82 | 1753.7638 | 116000 | 0.42332 | 380 | 0.93421 | 0.99958 | 360.8489 | 360.8489 | OK | OK
119i | 189.6005 | -199.6715 | 1852.4929 | 116000 | 0.44715 | 380 | 0.93421 | 0.99956 | 360.841 | 360.841 | OK | OK
119j | 211.5586 | -223.2012 | 1852.4929 | 116000 | 0.44715 | 380 | 0.93421 | 0.99956 | 360.841 | 360.841 | OK | OK
120i | 211.5544 | -223.1982 | 1852.4929 | 116000 | 0.44715 | 380 | 0.93421 | 0.99956 | 360.841 | 360.841 | OK | OK
120j | 195.2234 | -205.3869 | 1852.4929 | 116000 | 0.44715 | 380 | 0.93421 | 0.99956 | 360.841 | 360.841 | OK | OK
121i | 201.4821 | -217.8917 | 1753.7638 | 116000 | 0.42332 | 380 | 0.93421 | 0.99958 | 360.8489 | 360.8489 | OK | OK
121j | 165.7828 | -178.0078 | 1753.7638 | 116000 | 0.42332 | 380 | 0.93421 | 0.99958 | 360.8489 | 360.8489 | OK | OK
122i | 280.9196 | -218.864 | 1818.211 | 64000 | 0.68183 | 380 | 0.93421 | 0.99935 | 360.7661 | 360.7661 | OK | OK
122j | 207.6928 | -160.0771 | 1818.211 | 64000 | 0.68183 | 380 | 0.93421 | 0.99935 | 360.7661 | 360.7661 | OK | OK
123i | 269.3425 | -241.5446 | 1409.4282 | 48000 | 0.70471 | 380 | 0.93421 | 0.99933 | 360.7591 | 360.7591 | OK | OK
123j | 194.8145 | -176.2354 | 1409.4282 | 48000 | 0.70471 | 380 | 0.93421 | 0.99933 | 360.7591 | 360.7591 | OK | OK
124i | 283.8207 | -218.7532 | 1497.1133 | 26000 | 1.382 | 380 | 0.93421 | 0.99881 | 360.5709 | 360.5709 | OK | OK
124j | 189.8452 | -149.0755 | 1497.1133 | 26000 | 1.382 | 380 | 0.93421 | 0.99881 | 360.5709 | 360.5709 | OK | OK
125i | 211.7953 | -180.5089 | 1431.8295 | 22000 | 1.562 | 380 | 0.93421 | 0.99869 | 360.5265 | 360.5265 | OK | OK
125j | 130.2832 | -114.572 | 1431.8295 | 22000 | 1.562 | 380 | 0.93421 | 0.99869 | 360.5265 | 360.5265 | OK | OK
126i | 130.2832 | -114.572 | 1431.8295 | 22000 | 1.562 | 380 | 0.93421 | 0.99869 | 360.5265 | 360.5265 | OK | OK
126j | 64.9017 | -61.1208 | 1431.8295 | 22000 | 1.562 | 380 | 0.93421 | 0.99869 | 360.5265 | 360.5265 | OK | OK
127i | 69.0034 | -81.9892 | 1536.6446 | 19400 | 1.901 | 380 | 0.93421 | 0.99847 | 360.4485 | 360.4485 | OK | OK
127j | -32.3874 | 104.1017 | 2449.414 | 19400 | 3.0302 | 380 | 0.93421 | 0.99787 | 360.2308 | 360.2308 | OK | OK
128i | -32.3874 | 104.5138 | 2449.414 | 19400 | 3.0302 | 380 | 0.93421 | 0.99787 | 360.2308 | 360.2308 | OK | OK
128j | -40.6402 | 98.851 | 2449.414 | 19400 | 3.0302 | 380 | 0.93421 | 0.99787 | 360.2308 | 360.2308 | OK | OK
129i | -40.6403 | 98.8511 | 2449.414 | 19400 | 3.0302 | 380 | 0.93421 | 0.99787 | 360.2308 | 360.2308 | OK | OK
129j | -19.136 | 41.0497 | 2449.414 | 19400 | 3.0302 | 380 | 0.93421 | 0.99787 | 360.2308 | 360.2308 | OK | OK
130i | -20.8832 | 45.3648 | 2292.0881 | 19400 | 2.8356 | 380 | 0.93421 | 0.99796 | 360.2643 | 360.2643 | OK | OK
130j | 1.7368 | -2.072 | 1433.4166 | 19400 | 1.7733 | 380 | 0.93421 | 0.99855 | 360.4771 | 360.4771 | OK | OK
131i | 1.7373 | -2.0724 | 1433.4166 | 19400 | 1.7733 | 380 | 0.93421 | 0.99855 | 360.4771 | 360.4771 | OK | OK
131j | 0 | 0 | 2292.0881 | 19400 | 2.8356 | 380 | 0.93421 | 0.99796 | 360.2643 | 360.2643 | OK | OK
7.3.2. 웨브의 휨좌굴강도 | [11 empty] | ( ☞ 강.설 4.3.3.1.4.2 )
fc ≤ Fcrw
여기서,
|  | fc | = | 플랜지 횡방향 휨을 고려하지 않은 사용한계상태조합에 의한 단면의 압축플랜지 응력
|  | Fcrw | = | 웨브 공칭휨좌굴강도
|  | Fcrw | = | 0.9Ek | £ smaller (RhFyc and Fyw/0.7) | [6 empty] | ( ☞ 강.설 4.3.3.1.1.9 )
(D/tw)2
| · | Calculation of k - bend-buckling coefficient
|  | → For the unstiffened web |  |  |  | k = 9/(Dc/D)2
|  | → For one longitudinal stiffener | [9 empty] | ( A. 6.10.1.9 & 강.설 4.3.3.1.1.9)
|  | Case |  |  |  |  | k
|  | - 양쭉단이 압축 경우 |  |  |  |  | 7.2
- Otherwise
|  |  | ds/Dc ≥ 0.4 |  |  |  | 5.17/(ds/D)2 ≥ 9/(Dc/D)2
|  |  | ds/Dc < 0.4 |  |  |  | 11.64/[(Dc-ds)/D]2
|  | Dc | = | 탄성범위 내에서 웨브의 압축 측 높이
|  |  | = | YU1 - ttop for Positive moment; YL2s - tbot for Negative moment
|  | ds | = | 수평보강재 중심선과 압축플랜지 안쪽면사이의 거리
In this case, the values ds is taken as 0.2D
→ For two longitudinal stiffener, k is calculated by equations proposed in below papers
Kim, Byung Jun, et al. "Web bend-buckling strength of plate girders with two longitudinal web
stiffeners." Structural Engineering and Mechanics 69.4 (2019): 383-397.
|  | Case |  |  |  |  | k
|  | Ψ ≥ -1.0 |  | - dsc / Dc < 0.4 |  |  | 247.8 (dsc / Dc)1.8 (1 - Ψ)2.7
|  |  |  | - dsc / Dc ≥ 0.4 |  |  | 4.82 (Dc / dsc)2.5 (1 - Ψ)2.7
|  | Ψ < -1.0 |  |  |  |  | 247.8 (1 - Ψ)0.32
|  | dsc | = | distance between the center of the two longitudinal stiffeners and the inner surface of
the compression flange
|  | Ψ | = | ft / fc : stress ratio in the web panel
In this case, the distances between the first and second stiffener to the inner surface of the compression
flange are taken as 0.14D and 0.36D, thus, dsc would be 0.25D
| · | 탄성범위 내에서 웨브의 압축 측 높이 Dc 산정
( ☞ 강.설 B.3.1 )
0.125
[9 empty] | n = | 6.4337
[9 empty] | n = | 5.7028
Table 7.3.2. Calculation depth of web in compression in elastic range and Checking bend-buckling resistance for webs
Node | Stress |  | d | tfc | Dc | ds | Ψ | D | k | Fcrw | fc | 검토
| Top | Bottom
101i | 0.00024486 | -0.00021059 | 2634 | 12 | 1205.8837 | 650 | -1.1628 | 2600 | 317.179 | 355 | -0.00021059 | OK
101j | 1.7063 | -1.9048 | 2634 | 12 | 1377.3878 | 650 | -0.8958 | 2600 | 360.6478 | 355 | -1.9048 | OK
102i | 1.7063 | -1.9048 | 2634 | 12 | 1377.3782 | 650 | -0.89581 | 2600 | 360.6591 | 355 | -1.9048 | OK
102j | -71.335 | 98.0154 | 2634 | 22 | 1087.5122 | 650 | -1.374 | 2600 | 326.7805 | 355 | -71.335 | OK
103i | -53.6176 | 70.4576 | 2848 | 30 | 1200.7283 | 700 | -1.3141 | 2800 | 324.1173 | 355 | -53.6176 | OK
103j | -121.459 | 159.0635 | 2848 | 30 | 1203.1101 | 700 | -1.3096 | 2800 | 323.9168 | 355 | -121.459 | OK
104i | -121.4587 | 159.0632 | 2848 | 30 | 1203.1096 | 700 | -1.3096 | 2800 | 323.9169 | 355 | -121.4587 | OK
104j | -197.311 | 257.3828 | 2848 | 30 | 1205.8687 | 700 | -1.3045 | 2800 | 323.6853 | 355 | -197.311 | OK
105i | -163.6128 | 168.7726 | 2872 | 38 | 1375.7082 | 700 | -1.0315 | 2800 | 310.8889 | 355 | -163.6128 | OK
105j | -215.2278 | 221.3962 | 2872 | 38 | 1377.7129 | 700 | -1.0287 | 2800 | 310.7479 | 355 | -215.2278 | OK
106i | -215.2273 | 221.3959 | 2872 | 38 | 1377.7124 | 700 | -1.0287 | 2800 | 310.748 | 355 | -215.2273 | OK
106j | -250.939 | 257.5624 | 2872 | 38 | 1379.2958 | 700 | -1.0264 | 2800 | 310.6368 | 355 | -250.939 | OK
107i | -216.3205 | 225.6591 | 2880 | 40 | 1369.5742 | 700 | -1.0432 | 2800 | 311.4575 | 355 | -216.3205 | OK
107j | -237.1582 | 247.5033 | 2880 | 40 | 1369.2633 | 700 | -1.0436 | 2800 | 311.4795 | 355 | -237.1582 | OK
108i | -237.1578 | 247.5029 | 2880 | 40 | 1369.2632 | 700 | -1.0436 | 2800 | 311.4795 | 355 | -237.1578 | OK
108j | -243.7466 | 254.5467 | 2880 | 40 | 1368.7892 | 700 | -1.0443 | 2800 | 311.513 | 355 | -243.7466 | OK
109i | -243.747 | 254.547 | 2880 | 40 | 1368.7893 | 700 | -1.0443 | 2800 | 311.513 | 355 | -243.747 | OK
109j | -240.3178 | 251.8811 | 2880 | 40 | 1366.1699 | 700 | -1.0481 | 2800 | 311.6986 | 355 | -240.3178 | OK
110i | -240.3181 | 251.8814 | 2880 | 40 | 1366.1702 | 700 | -1.0481 | 2800 | 311.6985 | 355 | -240.3181 | OK
110j | -224.0653 | 236.2911 | 2880 | 40 | 1361.7574 | 700 | -1.0546 | 2800 | 312.0122 | 355 | -224.0653 | OK
111i | -224.0655 | 236.2912 | 2880 | 40 | 1361.7579 | 700 | -1.0546 | 2800 | 312.0122 | 355 | -224.0655 | OK
111j | -194.7825 | 207.5823 | 2880 | 40 | 1354.1916 | 700 | -1.0657 | 2800 | 312.553 | 355 | -194.7825 | OK
112i | -233.6069 | 247.9583 | 2868 | 36 | 1355.2646 | 700 | -1.0614 | 2800 | 312.3457 | 355 | -233.6069 | OK
112j | -186.5482 | 202.4264 | 2868 | 36 | 1339.4632 | 700 | -1.0851 | 2800 | 313.4895 | 355 | -186.5482 | OK
113i | -204.679 | 204.9856 | 2862 | 30 | 1399.9291 | 700 | -1.0015 | 2800 | 309.4104 | 355 | -204.679 | OK
113j | -135.2922 | 142.2114 | 2862 | 30 | 1365.32 | 700 | -1.0511 | 2800 | 311.8458 | 355 | -135.2922 | OK
114i | -135.2925 | 142.2116 | 2862 | 30 | 1365.3206 | 700 | -1.0511 | 2800 | 311.8458 | 355 | -135.2925 | OK
114j | -53.6218 | 69.1722 | 2862 | 30 | 1219.7803 | 700 | -1.29 | 2800 | 323.0344 | 355 | -53.6218 | OK
115i | -64.4916 | 100.7219 | 2840 | 22 | 1086.6029 | 700 | -1.5618 | 2800 | 334.8381 | 355 | -64.4916 | OK
115j | 124.4293 | -105.5848 | 2840 | 18 | 1285.663 | 700 | -1.1785 | 2800 | 317.9144 | 355 | -105.5848 | OK
116i | 100.8894 | -85.2057 | 2864 | 24 | 1287.3147 | 703.5 | -1.1841 | 2814 | 318.1753 | 355 | -85.2057 | OK
116j | 242.3535 | -198.5946 | 2864 | 24 | 1265.8911 | 703.5 | -1.2203 | 2814 | 319.8569 | 355 | -198.5946 | OK
117i | 152.4761 | -114.4981 | 2988 | 28 | 1253.4732 | 731 | -1.3317 | 2924 | 324.9047 | 355 | -114.4981 | OK
117j | 267.6553 | -202.7276 | 2988 | 28 | 1259.781 | 731 | -1.3203 | 2924 | 324.3946 | 355 | -202.7276 | OK
118i | 146.125 | -157.5256 | 3173 | 30 | 1616.0653 | 775.75 | -0.92763 | 3103 | 388.9884 | 355 | -157.5256 | OK
118j | 195.6803 | -211.82 | 3173 | 30 | 1619.336 | 775.75 | -0.9238 | 3103 | 385.5037 | 355 | -211.82 | OK
119i | 189.6005 | -199.6715 | 3270 | 30 | 1647.3 | 800 | -0.94956 | 3200 | 409.5457 | 355 | -199.6715 | OK
119j | 211.5586 | -223.2012 | 3270 | 30 | 1648.7844 | 800 | -0.94784 | 3200 | 407.9068 | 355 | -223.2012 | OK
120i | 211.5544 | -223.1982 | 3270 | 30 | 1648.7898 | 800 | -0.94783 | 3200 | 407.9009 | 355 | -223.1982 | OK
120j | 195.2234 | -205.3869 | 3270 | 30 | 1646.4802 | 800 | -0.95052 | 3200 | 410.4542 | 355 | -205.3869 | OK
121i | 201.4821 | -217.8917 | 3173 | 30 | 1618.5776 | 775.75 | -0.92469 | 3103 | 386.3082 | 355 | -217.8917 | OK
121j | 165.7828 | -178.0078 | 3173 | 30 | 1612.9154 | 775.75 | -0.93132 | 3103 | 392.3809 | 355 | -178.0078 | OK
122i | 280.9196 | -218.864 | 2994 | 30 | 1281.1249 | 731 | -1.2835 | 2924 | 322.7422 | 355 | -218.864 | OK
122j | 207.6928 | -160.0771 | 2994 | 30 | 1273.1815 | 731 | -1.2975 | 2924 | 323.3704 | 355 | -160.0771 | OK
123i | 269.3425 | -241.5446 | 2884 | 30 | 1333.5394 | 703.5 | -1.1151 | 2814 | 314.9243 | 355 | -241.5446 | OK
123j | 194.8145 | -176.2354 | 2884 | 30 | 1339.7968 | 703.5 | -1.1054 | 2814 | 314.4632 | 355 | -176.2354 | OK
124i | 283.8207 | -218.7532 | 2850 | 24 | 1216.5074 | 700 | -1.2974 | 2800 | 323.3701 | 355 | -218.7532 | OK
124j | 189.8452 | -149.0755 | 2850 | 24 | 1229.5829 | 700 | -1.2735 | 2800 | 322.2869 | 355 | -149.0755 | OK
125i | 211.7953 | -180.5089 | 2840 | 18 | 1288.7545 | 700 | -1.1733 | 2800 | 317.6736 | 355 | -180.5089 | OK
125j | 130.2832 | -114.572 | 2840 | 18 | 1310.8851 | 700 | -1.1371 | 2800 | 315.971 | 355 | -114.572 | OK
126i | 130.2832 | -114.572 | 2840 | 18 | 1310.8851 | 700 | -1.1371 | 2800 | 315.971 | 355 | -114.572 | OK
126j | 64.9017 | -61.1208 | 2840 | 18 | 1359.398 | 700 | -1.0619 | 2800 | 312.3663 | 355 | -61.1208 | OK
127i | 69.0034 | -81.9892 | 2832 | 10 | 1527.7805 | 700 | -0.84162 | 2800 | 316.2315 | 355 | -81.9892 | OK
127j | -32.3874 | 104.1017 | 2832 | 22 | 650.0037 | 700 | -3.2143 | 2800 | 392.656 | 355 | -32.3874 | OK
128i | -32.3874 | 104.5138 | 2832 | 22 | 647.9807 | 700 | -3.227 | 2800 | 393.035 | 355 | -32.3874 | OK
128j | -40.6402 | 98.851 | 2832 | 22 | 803.0911 | 700 | -2.4323 | 2800 | 367.6974 | 355 | -40.6402 | OK
129i | -40.6403 | 98.8511 | 2832 | 22 | 803.092 | 700 | -2.4323 | 2800 | 367.6972 | 355 | -40.6403 | OK
129j | -19.136 | 41.0497 | 2832 | 22 | 878.4324 | 700 | -2.1452 | 2800 | 357.5582 | 355 | -19.136 | OK
130i | -20.8832 | 45.3648 | 2632 | 22 | 807.6801 | 650 | -2.1723 | 2600 | 358.5431 | 355 | -20.8832 | OK
130j | 1.7368 | -2.072 | 2632 | 10 | 1421.8047 | 650 | -0.83824 | 2600 | 313.4145 | 355 | -2.072 | OK
131i | 1.7373 | -2.0724 | 2632 | 10 | 1421.7575 | 650 | -0.8383 | 2600 | 313.4611 | 355 | -2.0724 | OK
131j | 0 | 0 | 2632 | 22 | 0 | 650 | 0 | 2600 | #DIV/0! | #DIV/0! | 0 | #DIV/0!
7.3.2 부모멘트 인장철근 검토
fs ≤ 0.8Fy
여기서,
= 부모멘트 인장철근 응력 (사용 I 한계상태)
|  |  | 0.8Fy = | 320
Table 7.3.3. Checking rebar stress
Node | 부/정 |  | 부재력 집계 |  |  |  | 단면계수 | 적용응력 | 검토
| 모멘트 |  | DC4 | DW | LLmin | LLmax | Srebar | fs
101i | Negative |  | 0 | 0.01 | 0 | 0 | 101643665.3206 | -9.8383e-05 | OK
101j | Negative |  | -1.22 | -1.2 | -143.27 | 0 | 101643665.3206 | 1.4333 | OK
102i | Negative |  | -1.21 | -1.16 | -143.28 | -2 | 101643665.3206 | 1.4329 | OK
102j | Positive |  | 839.05 | 737.07 | -232.68 | 3052.93 | 522795226.9605 | - | -
103i | Positive |  | 839.05 | 737.07 | -232.68 | 3052.93 | 618933704.3771 | - | -
103j | Positive |  | 1917.72 | 1677.12 | -426.71 | 6811.78 | 618933704.3771 | - | -
104i | Positive |  | 1917.7 | 1677.12 | -426.71 | 6811.79 | 618933704.3771 | - | -
104j | Positive |  | 3093.97 | 2716.56 | -759.3 | 10915.31 | 618933704.3771 | - | -
105i | Positive |  | 3094 | 2716.57 | -759.3 | 10915.31 | 694885329.7005 | - | -
105j | Positive |  | 4068.96 | 3563 | -1091.99 | 14208.06 | 694885329.7005 | - | -
106i | Positive |  | 4068.95 | 3563.02 | -1091.99 | 14208.06 | 694885329.7005 | - | -
106j | Positive |  | 4719.9 | 4141.98 | -1424.83 | 16441.72 | 694885329.7005 | - | -
107i | Positive |  | 4719.87 | 4141.98 | -1424.83 | 16441.72 | 729007845.6144 | - | -
107j | Positive |  | 5169.48 | 4528.01 | -1759.08 | 18066.83 | 729007845.6144 | - | -
108i | Positive |  | 5169.48 | 4527.96 | -1759.08 | 18066.83 | 729007845.6144 | - | -
108j | Positive |  | 5291.55 | 4644.61 | -2093.64 | 18634.91 | 729007845.6144 | - | -
109i | Positive |  | 5291.58 | 4644.62 | -2093.64 | 18634.91 | 729007845.6144 | - | -
109j | Positive |  | 5212.3 | 4568.15 | -2428.21 | 18650.66 | 729007845.6144 | - | -
110i | Positive |  | 5212.29 | 4568.19 | -2428.21 | 18650.65 | 729007845.6144 | - | -
110j | Positive |  | 4845.69 | 4246.6 | -2762.12 | 17828.85 | 729007845.6144 | - | -
111i | Positive |  | 4845.68 | 4246.56 | -2762.12 | 17828.85 | 729007845.6144 | - | -
111j | Positive |  | 4190.54 | 3679.05 | -3094.24 | 16156.45 | 729007845.6144 | - | -
112i | Positive |  | 4190.55 | 3679.04 | -3094.24 | 16156.45 | 685253761.4653 | - | -
112j | Positive |  | 3334.3 | 2918.38 | -3426.36 | 13989.12 | 685253761.4653 | - | -
113i | Positive |  | 3334.27 | 2918.4 | -3426.36 | 13989.12 | 675046266.3559 | - | -
113j | Positive |  | 2151.76 | 1889.88 | -3757.43 | 10897.17 | 675046266.3559 | - | -
114i | Positive |  | 2151.78 | 1889.87 | -3757.43 | 10897.17 | 675046266.3559 | - | -
114j | Positive |  | 767.98 | 668.33 | -4121.78 | 7461.16 | 675046266.3559 | - | -
115i | Positive |  | 767.99 | 668.33 | -4121.78 | 7461.16 | 607481166.6371 | - | -
115j | Negative |  | -936.79 | -818.91 | -5438.6 | 4169.05 | 118437828.0328 | 60.7433 | OK
116i | Negative |  | -936.79 | -818.91 | -5438.6 | 4169.05 | 142829826.5041 | 50.3697 | OK
116j | Negative |  | -2842.86 | -2499.17 | -8137.54 | 2079.24 | 142829826.5041 | 94.375 | OK
117i | Negative |  | -2842.86 | -2499.16 | -8137.55 | 2079.24 | 225752497.7202 | 59.7095 | OK
117j | Negative |  | -5077.75 | -4450.65 | -13419.43 | 646.76 | 225752497.7202 | 101.6504 | OK
118i | Negative |  | -5077.78 | -4450.66 | -13419.43 | 646.76 | 392971361.8362 | 58.3958 | OK
118j | Negative |  | -6761.92 | -5931.48 | -17772.48 | 186.16 | 392971361.8362 | 77.527 | OK
119i | Negative |  | -6761.96 | -5931.51 | -17772.48 | 186.16 | 407112505.3009 | 74.8342 | OK
119j | Negative |  | -7513.9 | -6595.1 | -19772.95 | 96.52 | 407112505.3009 | 83.225 | OK
120i | Negative |  | -7514.01 | -6595.07 | -19771.39 | 102.46 | 407112505.3009 | 83.2214 | OK
120j | Negative |  | -6923.42 | -6073.09 | -18524.96 | 335.08 | 407112505.3009 | 77.4269 | OK
121i | Negative |  | -6923.43 | -6073.06 | -18524.96 | 335.08 | 392971361.8362 | 80.2131 | OK
121j | Negative |  | -5615.86 | -4922.52 | -16035.12 | 1418.58 | 392971361.8362 | 67.622 | OK
122i | Negative |  | -5615.86 | -4922.52 | -16035.12 | 1418.58 | 241642176.569 | 109.9705 | OK
122j | Negative |  | -3918.95 | -3442.96 | -13409.34 | 4031.51 | 241642176.569 | 85.9587 | OK
123i | Negative |  | -3918.95 | -3442.95 | -13409.34 | 4031.51 | 182686588.064 | 113.6988 | OK
123j | Negative |  | -2548.35 | -2232.47 | -11535.72 | 6352.81 | 182686588.064 | 89.3144 | OK
124i | Negative |  | -2548.35 | -2232.48 | -11535.72 | 6352.81 | 131409389.4361 | 124.1658 | OK
124j | Negative |  | -1378.99 | -1214.99 | -9806.02 | 8258.86 | 131409389.4361 | 94.3616 | OK
125i | Negative |  | -1378.99 | -1214.99 | -9806.02 | 8258.86 | 118437828.0328 | 104.6963 | OK
125j | Negative |  | -534.81 | -466.31 | -8125.96 | 9072.05 | 118437828.0328 | 77.0622 | OK
126i | Negative |  | -534.81 | -466.31 | -8125.96 | 9072.05 | 118437828.0328 | 77.0622 | OK
126j | Negative |  | 108.11 | 89.38 | -6449.89 | 9290.63 | 118437828.0328 | 52.7906 | OK
127i | Negative |  | 108.11 | 89.38 | -6449.89 | 9290.62 | 109584499.1059 | 57.0555 | OK
127j | Positive |  | 432.01 | 381.07 | -4784.82 | 8328.87 | 558689101.1364 | - | -
128i | Positive |  | 432.01 | 381.07 | -4784.82 | 8328.87 | 558689101.1364 | - | -
128j | Positive |  | 554.65 | 479.76 | -3119.75 | 6607.9 | 558689101.1364 | - | -
129i | Positive |  | 554.65 | 479.76 | -3119.75 | 6607.9 | 558689101.1364 | - | -
129j | Positive |  | 246.35 | 220.11 | -967.1 | 2460.86 | 558689101.1364 | - | -
130i | Positive |  | 246.35 | 220.11 | -967.1 | 2460.86 | 509393830.0125 | - | -
130j | Negative |  | -1.21 | -1.16 | -143.29 | -2 | 99270055.866 | 1.4673 | OK
131i | Negative |  | -1.22 | -1.17 | -143.27 | 0 | 99270055.866 | 1.4673 | OK
131j | Positive |  | 0 | 0 | 0 | 0 | 509393830.0125 | - | -
𝑓_𝑠=(1.00〖𝐷𝐶〗_4+1.00𝐷𝑊+1.00𝐿𝐿)/𝑆_𝑟𝑒𝑏𝑎𝑟
𝐷_𝑐=((−𝑓_𝑐)/(|𝑓_𝑐 |+𝑓_𝑡 ))𝑑−𝑡_𝑓𝑐≥0
정모멘트 부모멘트
ft
fc
ft
fc
Dc
d
Dc
tfc
tfc
fcon
fcon
𝑓_𝑏𝑜𝑡=(1.0〖𝐷𝐶〗_3)/(𝑆_𝑏𝑜𝑡1×𝑛)+(1.0〖𝐷𝐶〗_4+1.0𝐷𝑊+1.3𝐿𝐿)/(𝑆_𝑏𝑜𝑡2×𝑛)
𝑓_𝑑𝑒𝑐𝑘=(1.0〖𝐷𝐶〗_4+1.0𝐷𝑊+1.3𝐿𝐿)/(𝑆_𝑑𝑒𝑐𝑘×𝑛)

## FLS
7.4. 피로 및 파단한계상태 | [11 empty] | ( ☞ 강.설 4.3.3.2.5 )
검토내용
|  | · 하중유발 피로 |  |  |  | γ(Δf) ≤ (ΔF)n |  |  |  |  | (KDS 14 31 20(4.1)
|  | · 웨브 피로요구조건 (전단) |  |  |  | Vu ≤ Vcr |  |  |  |  | (강.설 4.3-142)
7.4.1. 하중유발 피로 | [11 empty] | (KDS 14 31 20(4.1)
g(Df) £ (DF)n
여기서,
|  | γ | = | 0.75 |  |  | 하중조합 규정에 명시된 하중계수
|  | (Δf) | = | 하중효과, 즉 피로설계하중 통과 시 발생되는 활하중 응력범위
|  | (ΔF)n | = | 공칭피로강도
| 공칭피로강도 산정 | [10 empty] | (KDS 14 31 20(4.1.2.5)
|  | (ΔF)n | = | (NTH/N)1/3•(ΔF)TH |  |  | if |  | N ≤ NTH
|  |  | = | (NTH/N)1/5•(ΔF)TH |  |  | if |  | NTH ≤ N ≤ NCL
|  |  | = | (ΔF)CL |  |  | if |  | N > NCL
여기서,
|  |  |  | N |  | = | (365)•(100)•n•(ADTT)SL
[6 empty] | = | 54750000
|  |  |  | n |  | = | 1
|  |  |  | (ADTT)SL |  | = | 1500 | (assumed)
|  |  |  | (ΔF)TH |  | = | 일정진폭 피로한계값
|  |  |  | (ΔF)CL |  | = | 무한수명 공칭피로강도
|  |  |  | NTH |  | = | 일정진폭 피로한계값에 해당하는 응력범위 반복횟수
|  |  |  | NCL |  | = | 무한수명 응력험위에 해당하는 응력법위 반복횟수
No. | 상세설명 |  |  |  | 법주 | NTH |  | NCL |  | (ΔF)TH | (ΔF)CL | (ΔF)n
1 | 수직보강재와 플랜지 및 수직보강재와 웨브의 용접 |  |  |  | C' | 2550000 |  | 81470000 |  | 82.7 | 41.4 | 44.7854
2 | 가로보와 플랜지 및 가로보와 웨브의 용접 R = |  |  |  | C | 4380000 |  | 140270000 |  | 69 | 34.5 | 41.6358
150
3 | 필릿이나 자동 스터드 용접 |  |  |  | C | 4380000 |  | 140270000 |  | 69 | 34.5 | 41.6358
4 |  | Fillet welds connection transverse elements to webs and flanges | [7 empty] | E |  | 12120000 |  |  | 15.5 | 15.5
이 규정들은 순인장응력을 받는 상세에만 적용된다. 하중계수를 적용하지 않은 고정하중이, ∑DC, 압축응력을 발생시키는
부분의 경우, 이 압축응력이 피로한계상태조합에 최대 활하중 인장응력의 2배보다 작은 경우에만 피로문제를 고려한다
그리고 압축응력 ∑DC ≥ 2∙γ(Δf) 경우 → 검토 필요없음
Table 7.4.1. Checking load-induced fatigue
Node | 부/정 |  | ∑DC |  | γ(Δf) |  | 검토 | [5 empty] | 가로보
| 모멘트 |  | Top | Bottom | Top | Bottom | 수직 보강재 용접 |  | 상판-가로보 용접 |  | 스터드 용접 |  | 위치
101i | Negative |  | 0.00034762 | -0.00031067 | 0.0001881 | 0.00021375 | OK |  | - |  | OK
101j | Negative |  | 0.13687 | -0.12333 | 0.65616 | 0.74565 | OK |  | OK |  | OK |  | x
102i | Negative |  | 0.13723 | -0.12364 | 0.65616 | 0.74565 | OK |  | OK |  | OK |  | x
102j | Positive |  | -64.206 | 61.7779 | 0.93787 | 6.0246 | OK |  | - |  | 검토 필요없음
103i | Positive |  | -47.0876 | 43.6723 | 0.88507 | 4.4564 | OK |  | - |  | 검토 필요없음
103j | Positive |  | -106.7968 | 99.1033 | 1.692 | 8.5194 | OK |  | 검토 필요없음 |  | 검토 필요없음 |  | x
104i | Positive |  | -106.7965 | 99.103 | 1.692 | 8.5194 | OK |  | 검토 필요없음 |  | 검토 필요없음 |  | x
104j | Positive |  | -173.7335 | 161.1261 | 2.6852 | 13.5203 | OK |  | - |  | 검토 필요없음
105i | Positive |  | -141.031 | 104.1696 | 2.632 | 9.0842 | OK |  | - |  | 검토 필요없음
105j | Positive |  | -185.7642 | 137.1964 | 3.1571 | 10.8967 | OK |  | 검토 필요없음 |  | 검토 필요없음 |  | x
106i | Positive |  | -185.7637 | 137.1961 | 3.1571 | 10.8967 | OK |  | 검토 필요없음 |  | 검토 필요없음 |  | x
106j | Positive |  | -216.7947 | 160.0497 | 3.6758 | 12.6868 | OK |  | - |  | 검토 필요없음
107i | Positive |  | -183.6212 | 138.8676 | 3.5682 | 11.2995 | OK |  | - |  | 검토 필요없음
107j | Positive |  | -201.283 | 152.2166 | 3.7348 | 11.827 | OK |  | 검토 필요없음 |  | 검토 필요없음 |  | x
108i | Positive |  | -201.2828 | 152.2164 | 3.7348 | 11.827 | OK |  | 검토 필요없음 |  | 검토 필요없음 |  | x
108j | Positive |  | -206.8054 | 156.3559 | 3.9575 | 12.5322 | OK |  | - |  | 검토 필요없음
109i | Positive |  | -206.8057 | 156.3562 | 3.9575 | 12.5322 | OK |  | - |  | 검토 필요없음
109j | Positive |  | -203.5387 | 153.8942 | 3.8641 | 12.2364 | OK |  | 검토 필요없음 |  | 검토 필요없음 |  | x
110i | Positive |  | -203.5389 | 153.8943 | 3.8641 | 12.2364 | OK |  | 검토 필요없음 |  | 검토 필요없음 |  | x
110j | Positive |  | -189.1959 | 143.051 | 3.7788 | 11.9662 | OK |  | 검토 필요없음 |  | 검토 필요없음 |  | x
111i | Positive |  | -189.1962 | 143.0512 | 3.7788 | 11.9662 | OK |  | 검토 필요없음 |  | 검토 필요없음 |  | x
111j | Positive |  | -163.5909 | 123.6923 | 3.7039 | 11.7292 | OK |  | - |  | 검토 필요없음
112i | Positive |  | -200.8186 | 149.6683 | 3.8313 | 13.7318 | OK |  | - |  | 검토 필요없음
112j | Positive |  | -158.8607 | 118.4432 | 3.461 | 12.4046 | OK |  | 검토 필요없음 |  | 검토 필요없음 |  | x
113i | Positive |  | -176.5251 | 120.9614 | 3.4923 | 12.406 | OK |  | 검토 필요없음 |  | 검토 필요없음 |  | x
113j | Positive |  | -114.4068 | 78.373 | 3.2289 | 11.4701 | OK |  | - |  | 검토 필요없음
114i | Positive |  | -114.4072 | 78.3733 | 3.2289 | 11.47 | OK |  | - |  | 검토 필요없음
114j | Positive |  | -41.0281 | 28.0968 | 2.7432 | 9.7448 | OK |  | 검토 필요없음 |  | 검토 필요없음 |  | x
115i | Positive |  | -51.5619 | 42.0693 | 2.7851 | 13.9085 | OK |  | 검토 필요없음 |  | 검토 필요없음 |  | x
115j | Negative |  | 65.2092 | -50.0682 | 16.405 | 15.6415 | OK |  | - |  | OK
116i | Negative |  | 51.7332 | -40.0081 | 13.6691 | 12.7511 | OK |  | - |  | OK
116j | Negative |  | 159.6217 | -123.4253 | 11.3878 | 10.6231 | OK |  | OK |  | OK |  | x
117i | Negative |  | 98.808 | -80.5696 | 7.4379 | 4.3911 | OK |  | OK |  | OK |  | x
117j | Negative |  | 177.6505 | -145.5944 | 8.2335 | 4.8609 | OK |  | - |  | OK
118i | Negative |  | 95.0767 | -114.4291 | 4.7176 | 3.6274 | OK |  | - |  | OK
118j | Negative |  | 127.98 | -154.6405 | 5.4798 | 4.2134 | OK |  | - |  | OK
119i | Negative |  | 123.9323 | -146.8288 | 5.3173 | 3.8704 | OK |  | - |  | OK
119j | Negative |  | 138.5086 | -164.4211 | 6.0179 | 4.3803 | OK |  | OK |  | OK |  | x
120i | Negative |  | 138.509 | -164.4214 | 6.0143 | 4.3777 | OK |  | OK |  | OK |  | x
120j | Negative |  | 127.0397 | -150.5928 | 5.817 | 4.2341 | OK |  | - |  | OK
121i | Negative |  | 131.189 | -158.5961 | 5.9948 | 4.6094 | OK |  | - |  | OK
121j | Negative |  | 105.7717 | -127.6122 | 6.2288 | 4.7894 | OK |  | - |  | OK
122i | Negative |  | 182.2395 | -154.3622 | 10.165 | 6.2131 | OK |  | - |  | OK
122j | Negative |  | 128.017 | -108.4495 | 10.9531 | 6.6948 | OK |  | OK |  | OK |  | x
123i | Negative |  | 166.6753 | -141.7577 | 14.1013 | 13.9568 | OK |  | OK |  | OK |  | x
123j | Negative |  | 110.4788 | -93.9495 | 15.2368 | 15.0806 | OK |  | - |  | OK
124i | Negative |  | 165.9436 | -118.0457 | 21.1356 | 18.4126 | OK |  | - |  | OK
124j | Negative |  | 95.0914 | -67.6084 | 20.8762 | 18.1866 | OK |  | OK |  | OK |  | x
125i | Negative |  | 107.3534 | -82.3332 | 22.9723 | 21.9032 | OK |  | OK |  | OK |  | x
125j | Negative |  | 48.5593 | -37.1909 | 23.3842 | 22.2959 | OK |  | - |  | OK
126i | Negative |  | 48.5593 | -37.1909 | 23.3843 | 22.296 | OK |  | - |  | OK
126j | Negative |  | 4.1354 | -3.0791 | 21.331 | 20.3383 | OK |  | OK |  | OK |  | x
127i | Negative |  | 4.4359 | -4.1553 | 22.6669 | 27.2747 | OK |  | OK |  | OK |  | x
127j | Positive |  | -18.9784 | 20.3312 | 3.0078 | 19.8546 | OK |  | - |  | 검토 필요없음
128i | Positive |  | -18.9784 | 20.7434 | 3.0078 | 19.8546 | OK |  | - |  | 검토 필요없음
128j | Positive |  | -29.4512 | 30.9632 | 2.3234 | 15.3366 | OK |  | 검토 필요없음 |  | 검토 필요없음 |  | x
129i | Positive |  | -29.4513 | 30.9633 | 2.3234 | 15.3366 | OK |  | 검토 필요없음 |  | 검토 필요없음 |  | x
129j | Positive |  | -14.8405 | 15.4342 | 1.0185 | 6.7231 | OK |  | - |  | 검토 필요없음
130i | Positive |  | -16.369 | 17.0235 | 1.0662 | 7.4396 | OK |  | - |  | 검토 필요없음
130j | Negative |  | 0.13904 | -0.13376 | 0.66836 | 0.81166 | OK |  | OK |  | OK |  | x
131i | Negative |  | 0.13962 | -0.13432 | 0.66804 | 0.81127 | OK |  | OK |  | OK |  | x
131j | Positive |  | 0 | 0 | 1.7731e-05 | 0.00012372 | OK |  | - |  | OK
7.4.2. 웨브의 비로요구조건 | [11 empty] | ( ☞ 강.설 4.3.3.1.5.3 )
Vu ≤ Vcr
여기서, | Vui | = | Vu/2/cosθ
| θ | = | 연직축에 대한 웨브의 경사각
| Vu | = | 하중계수를 곱하지 않은 영구하중과 설계피로하중값의 2배
| Vcr | = | 전단좌굴강도
Vcr = C∙Vp = C∙0.58FywDtw
|  | Calculation of C | [9 empty] | ( ☞ 강.설 4.3.3.1.9.3(2))
|  | Case | [5 empty] | C
|  | D/tw ≤ 1.12√(Ek/Fyw) | [5 empty] | 1
|  | 1.12√(Ek/Fyw) < D/tw ≤ 1.40√(Ek/Fyw) | [5 empty] | 1.12/(D/tw)√(Ek/Fyw)
|  | D/tw > 1.40√(Ek/Fyw) | [5 empty] | 1.57(Ek/Fyw)/(D/tw)2
|  | Calculation of k | [11 empty] | 강.설 4.3.3.1.9.2 specified k = 5.0, however AASHTO 6.10.5.3 and Eq. 6.10.9.3.3-1 specified k = 5+5/(do/D)2
|  | Case | [5 empty] | k | [5 empty] | Although Vu, Vcr are the same in two codes, but k is calculated differently
|  | Unstiffened web | [5 empty] | 5 | [5 empty] | If using K = 5.0 as 강.설, C = 0.1, but if using K = 5+5/(do/D)2 as AASHTO, C = 0.5
|  | Stiffened web | [5 empty] | 5+5/(d0/D)² | [5 empty] | The value 0.1 of C is very small, lead to Vcr = 10% of Vp => almost unsatisfied (NG) for the web with thickness below 14mm
|  | do = 수직보강재 간격 | [11 empty] | => The author decided to use k in AASHTO to check in this case. K value in AASHTO seems to be more suitable
Table 7.4.2. Checking web shear
Node | Vcr | 전단력 |  |  |  |  | 설계피로하중 |  | Vu | Vui | 검토
|  | DC1 | DC2 | DC3 | DC4 | DW | LLmax | LLmin
101i | 1312.5562 | 0.25 | 0 | 0.12 | -0.22 | -0.11 | 2.52 | -142.695 | 2.54 | 2.5598 | OK
101j | 1312.5562 | -6.73 | 0 | -32.06 | -4.64 | -4.35 | 2.7375 | -155.22 | -179.11 | -180.5039 | OK
102i | 1312.5562 | 670.91 | 0.8 | 1427.75 | 327.74 | 288.8 | 310.2675 | -10.8075 | 1668.2675 | 1681.2503 | NG
102j | 1312.5562 | 637.29 | 0.8 | 1272.67 | 306.41 | 268.34 | 273.435 | -19.2075 | 1516.19 | 1527.9893 | NG
103i | 1319.9787 | 637.28 | 0.8 | 1272.64 | 306.43 | 268.35 | 273.435 | -19.2075 | 1516.185 | 1527.9843 | NG
103j | 1319.9787 | 580.19 | 0.8 | 1140.18 | 276.64 | 239.79 | 229.335 | -50.5275 | 1348.135 | 1358.6265 | NG
104i | 1319.9787 | 565.29 | 0.8 | 1070.69 | 255.38 | 227.19 | 255.8025 | -34.3125 | 1315.4775 | 1325.7148 | NG
104j | 1319.9787 | 488.14 | 0.8 | 891.69 | 215.13 | 188.59 | 202.425 | -79.335 | 1094.6 | 1103.1184 | OK
105i | 1319.9787 | 488.14 | 0.8 | 891.71 | 215.12 | 188.59 | 202.4175 | -79.335 | 1094.5975 | 1103.1159 | OK
105j | 1319.9787 | 389.13 | 0.8 | 712.71 | 174.87 | 149.99 | 157.425 | -132.5175 | 871.175 | 877.9547 | OK
106i | 1319.9787 | 370.15 | 0.81 | 631.29 | 150.32 | 135.09 | 215.4975 | -81.735 | 859.3275 | 866.015 | OK
106j | 1319.9787 | 271.15 | 0.81 | 452.29 | 110.07 | 96.49 | 169.2675 | -123.6075 | 634.6725 | 639.6117 | OK
107i | 1319.9787 | 271.2 | 0.81 | 452.28 | 110.05 | 96.5 | 169.2525 | -123.6225 | 634.6725 | 639.6117 | OK
107j | 1319.9787 | 160.07 | 0.81 | 273.28 | 69.8 | 57.9 | 128.85 | -168.6675 | 409.78 | 412.969 | OK
108i | 1319.9787 | 139.71 | 0.8 | 187.21 | 44.54 | 42.63 | 190.26 | -109.86 | 397.705 | 400.8 | OK
108j | 1319.9787 | 28.58 | 0.8 | 8.21 | 4.29 | 4.03 | 144.9 | -150.0525 | 167.855 | 169.1613 | OK
109i | 1319.9787 | 28.62 | 0.8 | 8.17 | 4.27 | 4.01 | 144.9075 | -150.0525 | 167.8425 | 169.1487 | OK
109j | 1319.9787 | -82.51 | 0.8 | -170.83 | -35.98 | -34.59 | 106.0125 | -193.8675 | -355.4225 | -358.1885 | OK
110i | 1319.9787 | -98.11 | 0.81 | -227.87 | -53.2 | -45.02 | 155.6325 | -141.615 | -353.31 | -356.0595 | OK
110j | 1319.9787 | -209.24 | 0.81 | -406.87 | -93.45 | -83.62 | 110.1675 | -185.235 | -581.42 | -585.9447 | OK
111i | 1319.9787 | -226.95 | 0.8 | -468.2 | -110.9 | -94.2 | 164.64 | -138.975 | -588.7 | -593.2814 | OK
111j | 1319.9787 | -338.08 | 0.8 | -647.2 | -151.15 | -132.8 | 120.0975 | -177.24 | -811.455 | -817.7699 | OK
112i | 1319.9787 | -338.14 | 0.8 | -647.18 | -151.13 | -132.83 | 120.105 | -177.2325 | -811.4725 | -817.7876 | OK
112j | 1319.9787 | -433.86 | 0.8 | -826.18 | -191.38 | -171.43 | 80.61 | -219.93 | -1030.955 | -1038.9781 | OK
113i | 1319.9787 | -451.11 | 0.79 | -905.7 | -216.38 | -186.41 | 136.7775 | -168.0225 | -1047.4275 | -1055.5788 | OK
113j | 1319.9787 | -543.46 | 0.79 | -1084.7 | -256.63 | -225.01 | 93.36 | -205.7175 | -1260.2225 | -1270.0298 | OK
114i | 1319.9787 | -543.46 | 0.79 | -1084.66 | -256.64 | -225.01 | 93.3525 | -205.7175 | -1260.2075 | -1270.0147 | OK
114j | 1319.9787 | -635.82 | 0.79 | -1263.66 | -296.89 | -263.61 | 56.475 | -247.5075 | -1477.1025 | -1488.5976 | NG
115i | 1319.9787 | -654.26 | 0.79 | -1344.62 | -320.83 | -278.15 | 104.67 | -202.6875 | -1501.2225 | -1512.9053 | NG
115j | 1319.9787 | -726.93 | 0.79 | -1523.62 | -361.08 | -316.75 | 65.1 | -238.9125 | -1702.7075 | -1715.9583 | NG
116i | 1320.7525 | -726.94 | 0.79 | -1523.63 | -361.09 | -316.75 | 65.1 | -238.92 | -1702.73 | -1715.9623 | NG
116j | 1320.7525 | -811.43 | 0.79 | -1702.63 | -401.34 | -355.35 | 32.6925 | -277.7325 | -1912.7125 | -1927.5766 | NG
117i | 1327.6749 | -836.11 | 1.05 | -1797.59 | -426.86 | -371 | 58.71 | -250.9725 | -1966.2275 | -1981.5291 | NG
117j | 1327.6749 | -940.77 | -77.82 | -1976.59 | -467.11 | -409.6 | 36.765 | -284.3925 | -2220.3375 | -2237.6167 | NG
118i | 2131.4879 | -940.8 | -77.82 | -1976.64 | -467.1 | -409.59 | 36.765 | -284.3925 | -2220.3675 | -2237.658 | NG
118j | 2131.4879 | -1044.52 | -154.39 | -2101.94 | -495.28 | -436.61 | 36.765 | -312.3675 | -2428.7375 | -2447.6506 | NG
119i | 2146.471 | -1044.56 | -154.39 | -2101.65 | -495.27 | -436.62 | 36.7575 | -312.3675 | -2428.6125 | -2447.5125 | NG
119j | 2146.471 | -1089.35 | -192.08 | -2155.35 | -507.34 | -448.2 | 142.14 | -312.3675 | -2508.5275 | -2528.0494 | NG
120i | 2146.471 | 818.61 | 190.84 | 1710.25 | 399.79 | 353.79 | 328.485 | -21.78 | 2065.125 | 2081.1963 | OK
120j | 2146.471 | 773.82 | 153.15 | 1656.55 | 387.71 | 342.21 | 314.16 | -21.78 | 1970.88 | 1986.2178 | OK
121i | 2131.4879 | 773.82 | 153.15 | 1656.49 | 387.68 | 342.23 | 314.16 | -21.78 | 1970.845 | 1986.1924 | OK
121j | 2131.4879 | 670.1 | 77.37 | 1531.19 | 359.51 | 315.21 | 278.685 | -23.475 | 1755.375 | 1769.0445 | OK
122i | 1327.6749 | 670.09 | 77.37 | 1531.21 | 359.51 | 315.21 | 278.685 | -23.475 | 1755.38 | 1769.0408 | NG
122j | 1327.6749 | 559.71 | -1.5 | 1352.21 | 319.26 | 276.61 | 230.925 | -58.1475 | 1484.07 | 1495.6194 | NG
123i | 1320.7525 | 538.45 | -1.26 | 1264.22 | 294.25 | 261.4 | 262.35 | -36.735 | 1440.88 | 1452.0774 | NG
123j | 1320.7525 | 438.05 | -1.26 | 1085.22 | 254 | 222.8 | 213.5475 | -76.515 | 1212.9525 | 1222.3786 | OK
124i | 1319.9787 | 438.05 | -1.26 | 1085.21 | 254 | 222.8 | 213.5475 | -76.515 | 1212.9475 | 1222.3869 | OK
124j | 1319.9787 | 356.62 | -1.26 | 906.21 | 213.75 | 184.2 | 166.53 | -123.3525 | 996.29 | 1004.0433 | OK
125i | 1319.9787 | 335.09 | -1.27 | 817.95 | 188.96 | 169.04 | 221.5275 | -75.51 | 976.4125 | 984.0112 | OK
125j | 1319.9787 | 262.42 | -1.27 | 638.95 | 148.71 | 130.44 | 168.6675 | -117.9975 | 758.2925 | 764.1937 | OK
126i | 1319.9787 | 262.42 | -1.27 | 638.96 | 148.71 | 130.44 | 168.6675 | -117.9975 | 758.2975 | 764.1987 | OK
126j | 1319.9787 | 189.75 | -1.27 | 459.96 | 108.46 | 91.84 | 118.83 | -168.495 | 543.2 | 547.4273 | OK
127i | 1319.9787 | 171.04 | -1.26 | 383.14 | 84.9 | 77.64 | 184.305 | -108.3825 | 542.035 | 546.2532 | OK
127j | 1319.9787 | 107.07 | -1.26 | 204.14 | 44.65 | 39.04 | 125.9775 | -155.4375 | 322.7975 | 325.3096 | OK
128i | 1319.9787 | 107.07 | -1.26 | 204.14 | 44.65 | 39.04 | 125.9775 | -155.4375 | 322.7975 | 325.3096 | OK
128j | 1319.9787 | 43.09 | -1.26 | 25.14 | 4.4 | 0.44 | 71.82 | -215.6625 | 107.725 | 108.5633 | OK
129i | 1319.9787 | 23.74 | -1.26 | -62.32 | -21.61 | -15.16 | 112.4775 | -170.43 | 74.1725 | 74.7497 | OK
129j | 1319.9787 | -59.05 | -1.26 | -293.94 | -73.69 | -65.11 | 38.0325 | -240.99 | -487.515 | -491.3089 | OK
130i | 1312.5562 | -59.05 | -1.26 | -293.94 | -73.69 | -65.11 | 38.0325 | -240.99 | -487.515 | -491.3089 | OK
130j | 1312.5562 | -94.58 | -1.26 | -463.65 | -97.04 | -87.49 | 158.7075 | -240.99 | -613 | -617.7705 | OK
131i | 1312.5562 | 6.74 | 0 | 32.2 | 4.43 | 4.25 | 159.1425 | -0.03 | 182.9525 | 184.3763 | OK
131j | 1312.5562 | 0 | 0 | 0.01 | 0 | 0.01 | 142.6875 | -19.8675 | 142.6975 | 143.808 | OK
Vu Vui


## SUM
SUMMARIES
|  | Constructibility | [13 empty] | Strength limit state | [12 empty] | Service limit state | [5 empty] | Fatigue litmit state
Node | Coor | abs(fl) | 0.6Fy | fbu |  | fbu+fl | ΦfRhFyc | fbu+1/3fl | Fnc | fbu+fl | ΦfFt | Fcrw | Vu | ΦvVn | ΦvVn | fdeck | fbot | 0.6f'c | 0.6f'c | fbu 압축 | fbu 인장 | ΦfFnc | ΦfFnt | Mu | ΦfMn | Vu | ΦvVn | ΦvVn | fbu 압축 | fbu 인장 | 0.95RhFyf | 0.95RhFyf | fc | Fcrw
|  |  |  | 압축 | 인장 | 압축 |  | 압축 |  | 인장 | [9 empty] | 압축 | 인장 | [7 empty] | 압축 | 인장 |  |  |  |  | γ(Δ)f | (ΔF)n | Vu | Vcr | Vcr
101i | 0 | 18.5259 | 228 | 0.00038833 | 0.00043452 | 18.5263 | 379.5191 | 6.1757 | 240.2706 | 18.5264 | 379.5191 | 379.5191 | 0.23125 | 1312.5562 | -1312.5562 | - | - | 21 | 30 | -0.00023821 | 0.00028039 | -240.238 | 379.5351 | -0.0225 | 31874.7895 | 0.011338 | 4549.4716 | -4549.4716 | -0.00021059 | 0.00024486 | 360.5583 | -360.5583 | 0.00021059 | 355 | 0.00021375 | 44.7854 | 2.5598 | 1312.5562 | -1312.5562
101j | 0.55 | 18.5259 | 228 | 0.13889 | 0.15541 | 18.6648 | 379.5191 | 6.3142 | 240.2706 | 18.6814 | 379.5191 | 379.5191 | -24.2438 | 1312.5562 | -1312.5562 | - | - | 21 | 30 | -2.6221 | 2.3455 | -240.2333 | 379.5351 | -274.6235 | 31874.7895 | -266.9174 | 4549.4716 | -4549.4716 | -1.9048 | 1.7063 | 360.5583 | -360.5583 | 1.9048 | 355 | 0.74565 | 44.7854 | -180.5039 | 1312.5562 | -1312.5562
102i | 0.55 | 18.5259 | 228 | 0.13941 | 0.15599 | 18.6654 | 379.5191 | 6.3147 | 240.2698 | 18.6819 | 379.5191 | 379.5191 | 1312.1625 | 1312.5562 | -1312.5562 | - | - | 21 | 30 | -2.6221 | 2.3455 | -240.2511 | 379.5351 | -274.619 | 31874.7895 | 2849.6272 | 4549.4716 | -4549.4716 | -1.9048 | 1.7063 | 360.5583 | -360.5583 | 1.9048 | 355 | 0.74565 | 44.7854 | 1681.2503 | 1312.5562 | -1312.5562
102j | 3.2 | 18.5259 | 228 | 76.8045 | 68.6406 | 95.3304 | 379.5191 | 82.9798 | 338.9528 | 87.1665 | 379.5191 | 379.5191 | 1194.225 | 1312.5562 | -1312.5562 | 2.4728 | - | 21 | 30 | -90.4084 | 128.0932 | -379.3235 | 379.2427 | 14278.054 | 61478.9376 | 2627.1625 | 4549.4716 | -4549.4716 | -71.335 | 98.0154 | 360.3574 | -360.3574 | 71.335 | 355 | 6.0246 | 44.7854 | 1527.9893 | 1312.5562 | -1312.5562
103i | 3.2 | 13.6928 | 228 | 55.8822 | 48.2703 | 69.575 | 379.5983 | 60.4465 | 348.8712 | 61.9631 | 379.5983 | 379.5983 | 1194.2 | 1319.9787 | -1319.9787 | 2.0619 | - | 21 | 30 | -68.1424 | 92.1902 | -379.4868 | 379.45 | 14278.029 | 83743.2811 | 2627.1575 | 4987.9985 | -4987.9985 | -53.6176 | 70.4576 | 360.5125 | -360.5125 | 53.6176 | 355 | 4.4564 | 44.7854 | 1527.9843 | 1319.9787 | -1319.9787
103j | 6.9 | 13.6928 | 228 | 126.6911 | 109.4341 | 140.3839 | 379.5983 | 131.2554 | 348.8712 | 123.1269 | 379.5983 | 379.5983 | 1075.7313 | 1319.9787 | -1319.9787 | 4.6291 | - | 21 | 30 | -154.3468 | 208.0671 | -379.4868 | 379.4546 | 32201.1965 | 81452.9007 | 2376.3623 | 4987.9985 | -4987.9985 | -121.459 | 159.0635 | 360.5125 | -360.5125 | 121.459 | 355 | 8.5194 | 44.7854 | 1358.6265 | 1319.9787 | -1319.9787
104i | 6.9 | 13.6928 | 228 | 126.6908 | 109.4338 | 140.3836 | 379.5983 | 131.255 | 348.8712 | 123.1266 | 379.5983 | 379.5983 | 1022.9875 | 1319.9787 | -1319.9787 | 4.6291 | - | 21 | 30 | -154.3464 | 208.0667 | -379.4868 | 379.4399 | 32201.152 | 81452.9172 | 2278.5618 | 4987.9985 | -4987.9985 | -121.4587 | 159.0632 | 360.5125 | -360.5125 | 121.4587 | 355 | 8.5194 | 44.7854 | 1325.7148 | 1319.9787 | -1319.9787
104j | 11.9 | 13.9796 | 228 | 206.1881 | 178.1025 | 220.1677 | 379.5983 | 210.848 | 348.8712 | 192.0822 | 379.5983 | 379.5983 | 862.8938 | 1319.9787 | -1319.9787 | 7.4366 | - | 21 | 30 | -250.7025 | 336.5749 | -379.4868 | 379.4468 | 52046.373 | 77582.7765 | 1950.8432 | 4987.9985 | -4987.9985 | -197.311 | 257.3828 | 360.5125 | -360.5125 | 197.311 | 355 | 13.5203 | 44.7854 | 1103.1184 | 1319.9787 | -1319.9787
105i | 11.9 | 11.1252 | 228 | 166.2799 | 114.6546 | 177.405 | 379.6407 | 169.9882 | 350.197 | 125.7797 | 379.6407 | 379.6407 | 862.9062 | 1319.9787 | -1319.9787 | 6.5355 | - | 21 | 30 | -208.367 | 220.9232 | -379.7168 | 379.692 | 52046.338 | 117364.4871 | 1950.8494 | 4987.9985 | -4987.9985 | -163.6128 | 168.7726 | 360.7309 | -360.7309 | 163.6128 | 355 | 9.0842 | 44.7854 | 1103.1159 | 1319.9787 | -1319.9787
105j | 16.9 | 11.4144 | 228 | 219.0424 | 151.0359 | 230.4568 | 379.6407 | 222.8472 | 350.197 | 162.4502 | 379.6407 | 379.6407 | 689.15 | 1319.9787 | -1319.9787 | 8.5289 | - | 21 | 30 | -274.0649 | 289.7336 | -379.7168 | 379.6924 | 68221.9455 | 117364.4871 | 1628.5723 | 4987.9985 | -4987.9985 | -215.2278 | 221.3962 | 360.7309 | -360.7309 | 215.2278 | 355 | 10.8967 | 44.7854 | 877.9547 | 1319.9787 | -1319.9787
106i | 16.9 | 11.4144 | 228 | 219.0418 | 151.0354 | 230.4562 | 379.6407 | 222.8466 | 350.197 | 162.4498 | 379.6407 | 379.6407 | 626.4062 | 1319.9787 | -1319.9787 | 8.5289 | - | 21 | 30 | -274.0644 | 289.7332 | -379.7168 | 379.6994 | 68221.8755 | 117364.4871 | 1515.8856 | 4987.9985 | -4987.9985 | -215.2273 | 221.3959 | 360.7309 | -360.7309 | 215.2273 | 355 | 10.8967 | 44.7854 | 866.015 | 1319.9787 | -1319.9787
106j | 21.9 | 11.8244 | 228 | 255.7248 | 176.3294 | 267.5492 | 379.6407 | 259.6662 | 350.197 | 188.1537 | 379.6407 | 379.6407 | 452.6562 | 1319.9787 | -1319.9787 | 9.8797 | - | 21 | 30 | -319.507 | 337.0021 | -379.7168 | 379.7027 | 79319.916 | 117364.4871 | 1190.5309 | 4987.9985 | -4987.9985 | -250.939 | 257.5624 | 360.7309 | -360.7309 | 250.939 | 355 | 12.6868 | 44.7854 | 639.6117 | 1319.9787 | -1319.9787
107i | 21.9 | 7.4547 | 228 | 215.3401 | 152.5298 | 222.7948 | 379.709 | 217.825 | 363.7203 | 159.9846 | 379.709 | 379.709 | 452.6812 | 1319.9787 | -1319.9787 | 9.3914 | - | 21 | 30 | -275.9517 | 295.4629 | -379.7594 | 379.7467 | 79319.841 | 130042.6417 | 1190.5511 | 4987.9985 | -4987.9985 | -216.3205 | 225.6591 | 360.7714 | -360.7714 | 216.3205 | 355 | 11.2995 | 44.7854 | 639.6117 | 1319.9787 | -1319.9787
107j | 26.9 | 7.4547 | 228 | 236.066 | 167.2104 | 243.5207 | 379.709 | 238.5509 | 363.7203 | 174.6652 | 379.709 | 379.709 | 271.35 | 1319.9787 | -1319.9787 | 10.307 | - | 21 | 30 | -302.5334 | 324.0706 | -379.7594 | 379.7449 | 87006.1465 | 130042.6417 | 872.2678 | 4987.9985 | -4987.9985 | -237.1582 | 247.5033 | 360.7714 | -360.7714 | 237.1582 | 355 | 11.827 | 44.7854 | 412.969 | 1319.9787 | -1319.9787
108i | 26.9 | 7.4547 | 228 | 236.0657 | 167.2102 | 243.5204 | 379.709 | 238.5506 | 363.7203 | 174.665 | 379.709 | 379.709 | 204.825 | 1319.9787 | -1319.9787 | 10.307 | - | 21 | 30 | -302.5329 | 324.0701 | -379.7594 | 379.75 | 87006.0215 | 130042.6417 | 767.4786 | 4987.9985 | -4987.9985 | -237.1578 | 247.5029 | 360.7714 | -360.7714 | 237.1578 | 355 | 11.827 | 44.7854 | 400.8 | 1319.9787 | -1319.9787
108j | 31.9 | 7.4547 | 228 | 242.6021 | 171.8401 | 250.0568 | 379.709 | 245.087 | 363.7203 | 179.2948 | 379.709 | 379.709 | 23.4938 | 1319.9787 | -1319.9787 | 10.611 | - | 21 | 30 | -310.9448 | 333.3139 | -379.7594 | 379.7527 | 89497.7905 | 130042.6417 | 441.2136 | 4987.9985 | -4987.9985 | -243.7466 | 254.5467 | 360.7714 | -360.7714 | 243.7466 | 355 | 12.5322 | 44.7854 | 169.1613 | 1319.9787 | -1319.9787
109i | 31.9 | 7.4547 | 228 | 242.6024 | 171.8403 | 250.0571 | 379.709 | 245.0873 | 363.7203 | 179.295 | 379.709 | 379.709 | 23.4938 | 1319.9787 | -1319.9787 | 10.611 | - | 21 | 30 | -310.9452 | 333.3143 | -379.7594 | 379.7527 | 89497.893 | 130042.6417 | 441.1859 | 4987.9985 | -4987.9985 | -243.747 | 254.547 | 360.7714 | -360.7714 | 243.747 | 355 | 12.5322 | 44.7854 | 169.1487 | 1319.9787 | -1319.9787
109j | 36.9 | 7.4547 | 228 | 238.7568 | 169.1164 | 246.2115 | 379.709 | 241.2417 | 363.7203 | 176.5711 | 379.709 | 379.709 | -157.8375 | 1319.9787 | -1319.9787 | 10.5692 | - | 21 | 30 | -306.6157 | 329.9229 | -379.7594 | 379.7497 | 88640.763 | 130042.6417 | -700.0131 | 4987.9985 | -4987.9985 | -240.3178 | 251.8811 | 360.7714 | -360.7714 | 240.3178 | 355 | 12.2364 | 44.7854 | -358.1885 | 1319.9787 | -1319.9787
110i | 36.9 | 7.4547 | 228 | 238.7572 | 169.1167 | 246.2119 | 379.709 | 241.2421 | 363.7203 | 176.5714 | 379.709 | 379.709 | -203.2313 | 1319.9787 | -1319.9787 | 10.5692 | - | 21 | 30 | -306.6162 | 329.9233 | -379.7594 | 379.7509 | 88640.855 | 130042.6417 | -766.4307 | 4987.9985 | -4987.9985 | -240.3181 | 251.8814 | 360.7714 | -360.7714 | 240.3181 | 355 | 12.2364 | 44.7854 | -356.0595 | 1319.9787 | -1319.9787
110j | 41.9 | 7.4547 | 228 | 221.9304 | 157.1979 | 229.3851 | 379.709 | 224.4153 | 363.7203 | 164.6526 | 379.709 | 379.709 | -384.5625 | 1319.9787 | -1319.9787 | 10.0243 | - | 21 | 30 | -285.9538 | 309.6641 | -379.7594 | 379.7516 | 83281.955 | 130042.6417 | -1091.1991 | 4987.9985 | -4987.9985 | -224.0653 | 236.2911 | 360.7714 | -360.7714 | 224.0653 | 355 | 11.9662 | 44.7854 | -585.9447 | 1319.9787 | -1319.9787
111i | 41.9 | 7.4547 | 228 | 221.9307 | 157.1981 | 229.3854 | 379.709 | 224.4156 | 363.7203 | 164.6528 | 379.709 | 379.709 | -433.9687 | 1319.9787 | -1319.9787 | 10.0243 | - | 21 | 30 | -285.954 | 309.6641 | -379.7594 | 379.7471 | 83281.945 | 130042.6417 | -1162.0366 | 4987.9985 | -4987.9985 | -224.0655 | 236.2912 | 360.7714 | -360.7714 | 224.0655 | 355 | 11.9662 | 44.7854 | -593.2814 | 1319.9787 | -1319.9787
111j | 46.9 | 7.4547 | 228 | 191.8932 | 135.9219 | 199.3479 | 379.709 | 194.3781 | 363.7203 | 143.3767 | 379.709 | 379.709 | -615.3 | 1319.9787 | -1319.9787 | 8.9704 | - | 21 | 30 | -248.6978 | 272.2857 | -379.7594 | 379.7499 | 73354.9975 | 130042.6417 | -1482.5058 | 4987.9985 | -4987.9985 | -194.7825 | 207.5823 | 360.7714 | -360.7714 | 194.7825 | 355 | 11.7292 | 44.7854 | -817.7699 | 1319.9787 | -1319.9787
112i | 46.9 | 12.2446 | 228 | 237.2487 | 165.0919 | 249.4933 | 379.6252 | 241.3302 | 349.7145 | 177.3364 | 379.6252 | 379.6252 | -615.325 | 1319.9787 | -1319.9787 | 9.5808 | - | 21 | 30 | -297.5387 | 324.9616 | -379.6992 | 379.6874 | 73355.1075 | 113143.9477 | -1482.5411 | 4987.9985 | -4987.9985 | -233.6069 | 247.9583 | 360.7142 | -360.7142 | 233.6069 | 355 | 13.7318 | 44.7854 | -817.7876 | 1319.9787 | -1319.9787
112j | 51.9 | 11.6931 | 228 | 187.616 | 130.5544 | 199.3091 | 379.6252 | 191.5137 | 349.7145 | 142.2476 | 379.6252 | 379.6252 | -787.025 | 1319.9787 | -1319.9787 | 8.1108 | - | 21 | 30 | -237.7979 | 265.7522 | -379.6992 | 379.6858 | 60230.861 | 113143.9477 | -1806.5827 | 4987.9985 | -4987.9985 | -186.5482 | 202.4264 | 360.7142 | -360.7142 | 186.5482 | 355 | 12.4046 | 44.7854 | -1038.9781 | 1319.9787 | -1319.9787
113i | 51.9 | 14.4301 | 228 | 209.2893 | 133.6558 | 223.7194 | 379.5506 | 214.0993 | 347.346 | 148.0859 | 379.5506 | 379.5506 | -847.5125 | 1319.9787 | -1319.9787 | 8.2284 | - | 21 | 30 | -260.5571 | 268.9606 | -379.7003 | 379.6703 | 60231.041 | 113115.6492 | -1920.7588 | 4987.9985 | -4987.9985 | -204.679 | 204.9856 | 360.7152 | -360.7152 | 204.679 | 355 | 12.406 | 44.7854 | -1055.5788 | 1319.9787 | -1319.9787
113j | 56.9 | 13.9704 | 228 | 135.6729 | 86.6431 | 149.6433 | 379.5506 | 140.3297 | 347.346 | 100.6135 | 379.5506 | 379.5506 | -1017.1063 | 1319.9787 | -1319.9787 | 6.1335 | - | 21 | 30 | -172.5215 | 187.2758 | -379.7003 | 379.6764 | 42321.551 | 113115.6492 | -2234.5691 | 4987.9985 | -4987.9985 | -135.2922 | 142.2114 | 360.7152 | -360.7152 | 135.2922 | 355 | 11.4701 | 44.7854 | -1270.0298 | 1319.9787 | -1319.9787
114i | 56.9 | 13.9704 | 228 | 135.6733 | 86.6433 | 149.6437 | 379.5506 | 140.3301 | 347.346 | 100.6137 | 379.5506 | 379.5506 | -1017.0813 | 1319.9787 | -1319.9787 | 6.1335 | - | 21 | 30 | -172.5219 | 187.2761 | -379.7003 | 379.6764 | 42321.611 | 113115.6492 | -2234.5502 | 4987.9985 | -4987.9985 | -135.2925 | 142.2116 | 360.7152 | -360.7152 | 135.2925 | 355 | 11.47 | 44.7854 | -1270.0147 | 1319.9787 | -1319.9787
114j | 61.9 | 13.9704 | 228 | 48.667 | 31.0796 | 62.6374 | 379.5506 | 53.3238 | 347.346 | 45.05 | 379.5506 | 379.5506 | -1186.6813 | 1319.9787 | -1319.9787 | 3.7555 | - | 21 | 30 | -68.9328 | 92.3193 | -379.7003 | 379.6709 | 21555.933 | 113115.6492 | -2560.6476 | 4987.9985 | -4987.9985 | -53.6218 | 69.1722 | 360.7152 | -360.7152 | 53.6218 | 355 | 9.7448 | 44.7854 | -1488.5976 | 1319.9787 | -1319.9787
115i | 61.9 | 18.5605 | 228 | 61.588 | 46.7803 | 80.1485 | 379.4583 | 67.7748 | 338.9137 | 65.3408 | 379.4583 | 379.4583 | -1248.8062 | 1319.9787 | -1319.9787 | 4.223 | - | 21 | 30 | -82.5851 | 134.2643 | -379.4885 | 379.4105 | 21555.8455 | 83756.403 | -2682.3852 | 4987.9985 | -4987.9985 | -64.4916 | 100.7219 | 360.5141 | -360.5141 | 64.4916 | 355 | 13.9085 | 44.7854 | -1512.9053 | 1319.9787 | -1319.9787
115j | 66.9 | 18.5605 | 228 | 53.9753 | 71.0605 | 72.5358 | 379.4583 | 60.1621 | 298.3714 | 89.621 | 379.4583 | 379.4583 | -1406.1 | 1319.9787 | -1319.9787 | - | - | 21 | 30 | -140.1492 | 164.3518 | -297.9972 | 379.5016 | -19300.045 | 43367.7319 | -2988.8246 | 4987.9985 | -4987.9985 | -105.5848 | 124.4293 | 360.5265 | -360.5265 | 105.5848 | 355 | 16.405 | 44.7854 | -1715.9583 | 1319.9787 | -1319.9787
116i | 66.9 | 11.0525 | 228 | 43.0772 | 56.2265 | 54.1297 | 379.5902 | 46.7613 | 324.981 | 67.279 | 379.5902 | 379.5902 | -1406.1125 | 1320.7525 | -1320.7525 | - | - | 21 | 30 | -113.1509 | 133.4099 | -324.7873 | 379.6205 | -19300.0575 | 52945.5819 | -2988.8108 | 5018.9937 | -5018.9937 | -85.2057 | 100.8894 | 360.6395 | -360.6395 | 85.2057 | 355 | 13.6691 | 44.7854 | -1715.9623 | 1320.7525 | -1320.7525
116j | 71.9 | 11.0525 | 228 | 133.2422 | 173.9145 | 144.2947 | 379.5902 | 136.9264 | 324.981 | 184.967 | 379.5902 | 379.5902 | -1570.7938 | 1320.7525 | -1320.7525 | - | - | 21 | 30 | -260.0695 | 316.1572 | -324.752 | 379.6205 | -43945.677 | 52945.5819 | -3312.6959 | 5018.9937 | -5018.9937 | -198.5946 | 242.3535 | 360.6395 | -360.6395 | 198.5946 | 355 | 11.3878 | 44.7854 | -1927.5766 | 1320.7525 | -1320.7525
117i | 71.9 | 5.1914 | 228 | 69.3714 | 105.5905 | 74.5628 | 379.7146 | 71.1019 | 340.6745 | 110.7819 | 379.7146 | 379.7146 | -1645.4062 | 1327.6749 | -1327.6749 | - | 15.44 | 21 | 30 | -148.7253 | 199.1348 | -340.4872 | 379.7262 | -43945.63 | 111833.2997 | -3460.3984 | 5264.2377 | -5264.2377 | -114.4981 | 152.4761 | 360.7399 | -360.7399 | 114.4981 | 355 | 7.4379 | 44.7854 | -1981.5291 | 1327.6749 | -1327.6749
117j | 76.9 | 5.1914 | 228 | 126.6931 | 190.119 | 131.8845 | 379.7146 | 128.4236 | 340.6745 | 195.3103 | 379.7146 | 379.7146 | -1871.9875 | 1327.6749 | -1327.6749 | - | 26.5198 | 21 | 30 | -262.9443 | 349.0271 | -340.484 | 379.7262 | -76746.1115 | 109767.6495 | -3847.3671 | 5264.2377 | -5264.2377 | -202.7276 | 267.6553 | 360.7399 | -360.7399 | 202.7276 | 355 | 8.2335 | 44.7854 | -2237.6167 | 1327.6749 | -1327.6749
118i | 76.9 | 0 | 228 | 97.7646 | 101.4168 | 97.7646 | 379.8359 | 97.7646 | 350.7254 | 101.4168 | 379.8359 | 379.8359 | -1872.0375 | 2131.4879 | -2131.4879 | - | 19.7038 | 21 | 30 | -204.1377 | 190.8099 | -350.5669 | 379.7948 | -76746.0515 | 161123.1972 | -3847.4227 | 6794.4795 | -6794.4795 | -157.5256 | 146.125 | 360.8489 | -360.8489 | 157.5256 | 355 | 4.7176 | 44.7854 | -2237.658 | 2131.4879 | -2131.4879
118j | 80.4 | 0 | 228 | 133.2227 | 136.7773 | 133.2227 | 379.8359 | 133.2227 | 350.7254 | 136.7773 | 379.8359 | 379.8359 | -2063.0312 | 2131.4879 | -2131.4879 | - | 26.1237 | 21 | 30 | -274.3769 | 255.422 | -350.5493 | 379.7898 | -102672.2215 | 161123.1972 | -4156.1243 | 6794.4795 | -6794.4795 | -211.82 | 195.6803 | 360.8489 | -360.8489 | 211.82 | 355 | 5.4798 | 44.7854 | -2447.6506 | 2131.4879 | -2131.4879
119i | 80.4 | 0 | 228 | 125.9916 | 132.5345 | 125.9916 | 379.8277 | 125.9916 | 353.2461 | 132.5345 | 379.8277 | 379.8277 | -2062.875 | 2146.471 | -2146.471 | - | 24.0113 | 21 | 30 | -258.4893 | 247.4953 | -353.0769 | 379.7838 | -102672.354 | 179025.804 | -4155.9475 | 7048.1261 | -7048.1261 | -199.6715 | 189.6005 | 360.841 | -360.841 | 199.6715 | 355 | 5.3173 | 44.7854 | -2447.5125 | 2146.471 | -2146.471
119j | 81.9 | 0 | 228 | 141.6434 | 148.2695 | 141.6434 | 379.8277 | 141.6434 | 353.2461 | 148.2695 | 379.8277 | 379.8277 | -2147.9875 | 2146.471 | -2146.471 | - | 26.6775 | 21 | 30 | -288.9005 | 276.1217 | -353.0687 | 379.7815 | -114524.8975 | 179025.804 | -4292.5708 | 7048.1261 | -7048.1261 | -223.2012 | 211.5586 | 360.841 | -360.841 | 223.2012 | 355 | 6.0179 | 44.7854 | -2528.0494 | 2146.471 | -2146.471
120i | 81.9 | 0 | 228 | 141.6435 | 148.2696 | 141.6435 | 379.8277 | 141.6435 | 353.2461 | 148.2696 | 379.8277 | 379.8277 | 1699.8125 | 2146.471 | -2146.471 | - | 26.6767 | 21 | 30 | -288.8964 | 276.1158 | -353.1251 | 379.7974 | -114522.232 | 179025.804 | 3444.2366 | 7048.1261 | -7048.1261 | -223.1982 | 211.5544 | 360.841 | -360.841 | 223.1982 | 355 | 6.0143 | 44.7854 | 2081.1963 | 2146.471 | -2146.471
120j | 83.4 | 0 | 228 | 129.357 | 135.8863 | 129.357 | 379.8277 | 129.357 | 353.2461 | 135.8863 | 379.8277 | 379.8277 | 1614.7 | 2146.471 | -2146.471 | - | 24.7384 | 21 | 30 | -265.9389 | 254.902 | -353.1312 | 379.7991 | -105785.813 | 179025.804 | 3304.3327 | 7048.1261 | -7048.1261 | -205.3869 | 195.2234 | 360.841 | -360.841 | 205.3869 | 355 | 5.817 | 44.7854 | 1986.2178 | 2146.471 | -2146.471
121i | 83.4 | 0 | 228 | 136.7681 | 140.2364 | 136.7681 | 379.8359 | 136.7681 | 350.7255 | 140.2364 | 379.8359 | 379.8359 | 1614.6625 | 2131.4879 | -2131.4879 | - | 26.9149 | 21 | 30 | -282.2969 | 263.0642 | -350.6057 | 379.8059 | -105785.6555 | 161123.1972 | 3304.3075 | 6794.4795 | -6794.4795 | -217.8917 | 201.4821 | 360.8489 | -360.8489 | 217.8917 | 355 | 5.9948 | 44.7854 | 1986.1924 | 2131.4879 | -2131.4879
121j | 86.9 | 0 | 228 | 109.5799 | 112.9463 | 109.5799 | 379.8359 | 109.5799 | 350.7255 | 112.9463 | 379.8359 | 379.8359 | 1424.1625 | 2131.4879 | -2131.4879 | - | 22.3996 | 21 | 30 | -230.8745 | 216.7245 | -350.6194 | 379.8098 | -87316.7335 | 161123.1972 | 2988.6905 | 6794.4795 | -6794.4795 | -178.0078 | 165.7828 | 360.8489 | -360.8489 | 178.0078 | 355 | 6.2288 | 44.7854 | 1769.0445 | 2131.4879 | -2131.4879
122i | 86.9 | 4.7028 | 228 | 135.3666 | 195.3524 | 140.0694 | 379.7435 | 136.9342 | 345.9054 | 200.0552 | 379.7435 | 379.7435 | 1424.1688 | 1327.6749 | -1327.6749 | - | 29.0893 | 21 | 30 | -284.2125 | 366.833 | -345.7941 | 379.7538 | -87316.596 | 118016.4669 | 2988.682 | 5264.2377 | -5264.2377 | -218.864 | 280.9196 | 360.7661 | -360.7661 | 218.864 | 355 | 10.165 | 44.7854 | 1769.0408 | 1327.6749 | -1327.6749
122j | 91.9 | 4.7028 | 228 | 95.2121 | 137.3649 | 99.9149 | 379.7435 | 96.7797 | 345.9054 | 142.0677 | 379.7435 | 379.7435 | 1194.0125 | 1327.6749 | -1327.6749 | - | 21.9215 | 21 | 30 | -208.4099 | 272.0199 | -345.7978 | 379.7538 | -65173.652 | 118431.1939 | 2588.1334 | 5264.2377 | -5264.2377 | -160.0771 | 207.6928 | 360.7661 | -360.7661 | 160.0771 | 355 | 10.9531 | 44.7854 | 1495.6194 | 1327.6749 | -1327.6749
123i | 91.9 | 7.3353 | 228 | 153.3001 | 181.5718 | 160.6354 | 379.7281 | 155.7452 | 342.9277 | 188.9071 | 379.7281 | 379.7281 | 1125.8813 | 1320.7525 | -1320.7525 | - | - | 21 | 30 | -317.3016 | 352.6698 | -342.8684 | 379.7464 | -65173.6495 | 62723.5055 | 2442.7099 | 5018.9937 | -5018.9937 | -241.5446 | 269.3425 | 360.7591 | -360.7591 | 241.5446 | 355 | 14.1013 | 44.7854 | 1452.0774 | 1320.7525 | -1320.7525
123j | 96.9 | 7.3353 | 228 | 101.8975 | 120.6895 | 109.2328 | 379.7281 | 104.3426 | 342.9277 | 128.0248 | 379.7281 | 379.7281 | 951.2563 | 1320.7525 | -1320.7525 | - | - | 21 | 30 | -232.6278 | 256.2788 | -342.8839 | 379.7464 | -47886.451 | 62723.5055 | 2100.4776 | 5018.9937 | -5018.9937 | -176.2354 | 194.8145 | 360.7591 | -360.7591 | 176.2354 | 355 | 15.2368 | 44.7854 | 1222.3786 | 1320.7525 | -1320.7525
124i | 96.9 | 15.8895 | 228 | 128.2411 | 182.0088 | 144.1306 | 379.5124 | 133.5376 | 324.5853 | 197.8983 | 379.5124 | 379.5124 | 951.25 | 1319.9787 | -1319.9787 | - | - | 21 | 30 | -288.5603 | 372.6996 | -324.52 | 379.5483 | -47886.491 | 52111.7052 | 2100.4943 | 4987.9985 | -4987.9985 | -218.7532 | 283.8207 | 360.5709 | -360.5709 | 218.7532 | 355 | 21.1356 | 44.7854 | 1222.3869 | 1319.9787 | -1319.9787
124j | 101.9 | 15.8895 | 228 | 74.0581 | 105.1084 | 89.9476 | 379.5124 | 79.3546 | 324.5853 | 120.9979 | 379.5124 | 379.5124 | 788.4813 | 1319.9787 | -1319.9787 | - | - | 21 | 30 | -198.1612 | 251.1805 | -324.5099 | 379.5483 | -33086.4585 | 52111.7052 | 1781.1634 | 4987.9985 | -4987.9985 | -149.0755 | 189.8452 | 360.5709 | -360.5709 | 149.0755 | 355 | 20.8762 | 44.7854 | 1004.0433 | 1319.9787 | -1319.9787
125i | 101.9 | 18.5605 | 228 | 90.2423 | 118.8074 | 108.8028 | 379.4583 | 96.4291 | 298.3715 | 137.3679 | 379.4583 | 379.4583 | 719.8563 | 1319.9787 | -1319.9787 | - | - | 21 | 30 | -239.8829 | 280.0549 | -298.3016 | 379.5016 | -33086.4335 | 43367.7319 | 1659.7531 | 4987.9985 | -4987.9985 | -180.5089 | 211.7953 | 360.5265 | -360.5265 | 180.5089 | 355 | 22.9723 | 44.7854 | 984.0112 | 1319.9787 | -1319.9787
125j | 106.9 | 18.5605 | 228 | 41.5732 | 54.7327 | 60.1337 | 379.4583 | 47.7601 | 298.3715 | 73.2932 | 379.4583 | 379.4583 | 562.5625 | 1319.9787 | -1319.9787 | - | - | 21 | 30 | -154.0272 | 174.3355 | -298.3522 | 379.5016 | -21471.9555 | 43367.7319 | 1339.364 | 4987.9985 | -4987.9985 | -114.572 | 130.2832 | 360.5265 | -360.5265 | 114.572 | 355 | 23.3842 | 44.7854 | 764.1937 | 1319.9787 | -1319.9787
126i | 106.9 | 18.5605 | 228 | 41.5732 | 54.7327 | 60.1337 | 379.4583 | 47.7601 | 298.3715 | 73.2932 | 379.4583 | 379.4583 | 562.5688 | 1319.9787 | -1319.9787 | - | - | 21 | 30 | -154.0272 | 174.3355 | -298.3522 | 379.5016 | -21471.9555 | 43367.7319 | 1339.3703 | 4987.9985 | -4987.9985 | -114.572 | 130.2832 | 360.5265 | -360.5265 | 114.572 | 355 | 23.3843 | 44.7854 | 764.1987 | 1319.9787 | -1319.9787
126j | 111.9 | 18.5605 | 228 | 4.8425 | 6.3754 | 23.403 | 379.4583 | 11.0294 | 298.3714 | 24.9359 | 379.4583 | 379.4583 | 405.275 | 1319.9787 | -1319.9787 | - | - | 21 | 30 | -84.1385 | 89.2151 | -298.31 | 379.5016 | -11978.5945 | 43367.7319 | 1033.8198 | 4987.9985 | -4987.9985 | -61.1208 | 64.9017 | 360.5265 | -360.5265 | 61.1208 | 355 | 21.331 | 44.7854 | 547.4273 | 1319.9787 | -1319.9787
127i | 111.9 | 18.3442 | 228 | 6.5311 | 6.8334 | 24.8753 | 379.5032 | 12.6458 | 200.2255 | 25.1776 | 379.5032 | 379.5032 | 345.575 | 1319.9787 | -1319.9787 | - | - | 21 | 30 | -112.8622 | 94.8477 | -199.5453 | 379.4194 | -11978.607 | 32568.8793 | 997.2423 | 4987.9985 | -4987.9985 | -81.9892 | 69.0034 | 360.4485 | -360.4485 | 81.9892 | 355 | 27.2747 | 44.7854 | 546.2532 | 1319.9787 | -1319.9787
127j | 116.9 | 18.3442 | 228 | 22.0472 | 21.0719 | 40.3914 | 379.5032 | 28.1619 | 338.9426 | 39.4161 | 379.5032 | 379.5032 | 193.7188 | 1319.9787 | -1319.9787 | 4.8594 | - | 21 | 30 | -42.4258 | 141.7575 | -379.1903 | 379.1767 | 18162.0585 | 65023.1061 | 688.6277 | 4987.9985 | -4987.9985 | -32.3874 | 104.1017 | 360.2308 | -360.2308 | 32.3874 | 355 | 19.8546 | 44.7854 | 325.3096 | 1319.9787 | -1319.9787
128i | 116.9 | 18.3442 | 228 | 22.0472 | 21.5871 | 40.3914 | 379.5032 | 28.1619 | 338.9426 | 39.9313 | 379.5032 | 379.5032 | 193.7188 | 1319.9787 | -1319.9787 | 4.8594 | - | 21 | 30 | -42.4258 | 142.2726 | -379.1903 | 379.1767 | 18162.0585 | 65023.1061 | 688.6277 | 4987.9985 | -4987.9985 | -32.3874 | 104.5138 | 360.2308 | -360.2308 | 32.3874 | 355 | 19.8546 | 44.7854 | 325.3096 | 1319.9787 | -1319.9787
128j | 121.9 | 18.3442 | 228 | 34.6625 | 33.1292 | 53.0067 | 379.5032 | 40.7772 | 338.9426 | 51.4734 | 379.5032 | 379.5032 | 41.8563 | 1319.9787 | -1319.9787 | 4.0156 | - | 21 | 30 | -52.4782 | 133.1477 | -379.1903 | 379.1686 | 16543.4975 | 64421.8713 | 391.5257 | 4987.9985 | -4987.9985 | -40.6402 | 98.851 | 360.2308 | -360.2308 | 40.6402 | 355 | 15.3366 | 44.7854 | 108.5633 | 1319.9787 | -1319.9787
129i | 121.9 | 18.3442 | 228 | 34.6626 | 33.1293 | 53.0068 | 379.5032 | 40.7773 | 338.9426 | 51.4735 | 379.5032 | 379.5032 | -24.9 | 1319.9787 | -1319.9787 | 4.0156 | - | 21 | 30 | -52.4783 | 133.1478 | -379.1903 | 379.1639 | 16543.51 | 64421.8653 | -638.1562 | 4987.9985 | -4987.9985 | -40.6403 | 98.8511 | 360.2308 | -360.2308 | 40.6403 | 355 | 15.3366 | 44.7854 | 74.7497 | 1319.9787 | -1319.9787
129j | 128.37 | 18.3442 | 228 | 17.595 | 16.8167 | 35.9392 | 379.5032 | 23.7097 | 338.9426 | 35.1609 | 379.5032 | 379.5032 | -221.4062 | 1319.9787 | -1319.9787 | 1.5292 | - | 21 | 30 | -24.577 | 54.9645 | -379.1903 | 379.1584 | 6710.438 | 65272.8027 | -1070.2909 | 4987.9985 | -4987.9985 | -19.136 | 41.0497 | 360.2308 | -360.2308 | 19.136 | 355 | 6.7231 | 44.7854 | -491.3089 | 1319.9787 | -1319.9787
130i | 128.37 | 18.4719 | 228 | 19.4363 | 18.5452 | 37.9081 | 379.5316 | 25.5936 | 338.9608 | 37.0171 | 379.5316 | 379.5316 | -221.4062 | 1312.5562 | -1312.5562 | 1.6874 | - | 21 | 30 | -26.7963 | 60.7467 | -379.2256 | 379.188 | 6710.4505 | 58921.0237 | -1070.2909 | 4549.4716 | -4549.4716 | -20.8832 | 45.3648 | 360.2643 | -360.2643 | 20.8832 | 355 | 7.4396 | 44.7854 | -491.3089 | 1312.5562 | -1312.5562
130j | 131.27 | 18.4719 | 228 | 0.15071 | 0.15795 | 18.6226 | 379.5316 | 6.308 | 200.2239 | 18.6298 | 379.5316 | 379.5316 | -349.6812 | 1312.5562 | -1312.5562 | - | - | 21 | 30 | -2.8524 | 2.3875 | -198.6426 | 379.4495 | -274.5245 | 29320.5636 | -1322.1506 | 4549.4716 | -4549.4716 | -2.072 | 1.7368 | 360.4771 | -360.4771 | 2.072 | 355 | 0.81166 | 44.7854 | -617.7705 | 1312.5562 | -1312.5562
131i | 131.27 | 18.4719 | 228 | 0.15127 | 0.15854 | 18.6231 | 379.5316 | 6.3086 | 200.2255 | 18.6304 | 379.5316 | 379.5316 | 24.3375 | 1312.5562 | -1312.5562 | - | - | 21 | 30 | -2.8529 | 2.3881 | -200.1515 | 379.4495 | -274.566 | 29320.5636 | 266.804 | 4549.4716 | -4549.4716 | -2.0724 | 1.7373 | 360.4771 | -360.4771 | 2.0724 | 355 | 0.81127 | 44.7854 | 184.3763 | 1312.5562 | -1312.5562
131j | 131.82 | 18.4719 | 228 | 0 | 0 | 18.4719 | 379.5316 | 6.1573 | 338.9608 | 18.4719 | 379.5316 | 272.6309 | 0.00625 | 1312.5562 | -1312.5562 | 0 | - | 21 | 30 | 0 | 0 | -379.2256 | 379.2255 | 0 | 59770.0295 | 236.2884 | 4549.4716 | -4549.4716 | 0 | 0 | 360.2643 | -360.2643 | 0 | #DIV/0! | 0.00012372 | 44.7854 | 143.808 | 1312.5562 | -1312.5562
Summaries by plots
1. Constructibility Checking
| · 횡방향 휨응력 상부플랜지 |  |  |  |  | fl ≤ 0.6Fyf
| · 압축플랜지 |  |  |  |  | fbu +fl ≤ ffRhFyc
fbu +fl/3 ≤ ffFnc
| · 인장플랜지 |  |  |  |  | fbu + fl ≤ ffFt
| · Checking web Bend-Buckling Resistance for slender web | [8 empty] | fbu ≤ ffFcrw
| · 웨브 검토 |  |  |  |  | Vui ≤ fvVn
2. Strength limit state checking
| · 콘크리트 |  |  |  |  | fdeck ≤ 0.6f'c
fbot con'c ≤ 0.6f'c
| · Flexure checking |  |  |  |  | fbu ≤ ffFnc |  |  | for compression in noncompact section
[6 empty] | fbu ≤ ffFnt |  |  | for tension in noncompact section
[6 empty] | Mu ≤ ffMn |  |  | for compact section
| · 웨브 |  |  |  |  | Vui ≤ fvVn
3. Service limit state checking
| · 플랜지 |  |  | ff ≤ 0.95RhFyf
| · 웨브 |  | fc ≤ Fcrw
4. Fatigue limit state checking
| · 수직보강재 용접 피로 | [5 empty] | g(Df) £ (DF)n
| · 전단 | [5 empty] | Vu ≤ Vcr

## Flowchart
Flowchart for checking PUS girder by LRFD
1. Flowchart for cross-section proportion limits
2. Flowchart for checking Constructibility
2.1. Checking flange lateral bending stress
2.2. Checking flexure
≤ Φ
|  | 2436 | 570
|  | 3039 | 711.0961
3. Flowchart for Checking Strength limit state
3.1. Checking Ductibility
3.2. Checking flexure
4. Checking Service Limit State
5. Checking Fatigue and Fracture Limit State

## D-Cons
|  |  |  | 7 |  |  | 단 면 검 토
Reapply Filter here
7.1. 시공성 | [42 empty] | ( ☞ 강.설 4.3.3.2.3) |  |  |  | to hide all "Hide this row" rows
검토내용
횡방향 휨응력 상부플랜지
[15 empty] | fl ≤ 0.6Fyf | [18 empty] | (강.설 4.3-108)
압축플랜지
[5 empty] | Open-flange | [9 empty] | fbu +fl ≤ ΦfRhFyc | [18 empty] | (강.설 4.3-132)
[15 empty] | fbu +fl/3 ≤ ΦfFnc | [18 empty] | (강.설 4.3-133)
[6 empty] | (for slender web) | [8 empty] | fbu ≤ ΦfFcrw | [18 empty] | (강.설 4.3-134)
[5 empty] | Box-flange | [9 empty] | fbu ≤ ΦfFnc | [18 empty] | (강.설 4.3-247)
[6 empty] | (for slender web) | [8 empty] | fbu ≤ ΦfFcrw | [18 empty] | (강.설 4.3-248)
인장플랜지
[5 empty] | Open-flange | [9 empty] | fbu + fl ≤ ΦfRhFyt | [18 empty] | (강.설 4.3-135)
[5 empty] | Box-flange | [9 empty] | fbu ≤ ΦfRhFyfΔ | [18 empty] | (강.설 4.3-249)
웨브
[15 empty] | Vui ≤ ΦvVn | [18 empty] | (강.설 4.3-137)
7.1.1. 횡방향 휨응력 상부플랜지 검토 | [42 empty] | ( ☞ 강.설 4.3.3.1.1.6)
fℓ ≤ 0.6Fyf
fℓ 산정
| Case | [19 empty] | fℓ
[10 empty] | Lb ≤ 1.2Lp√(CbRbFyc / fbu) | [10 empty] | fℓ1
| Compression flange | [8 empty] | Otherwise | [8 empty] | 0.85 |  |  | • fℓ1 ≥ fℓ1
1-fbu/Fcr
| Tension flange | [19 empty] | fℓ1
여기서,
|  | Lb |  |  | = |  |  | 비지지걸이
|  | Lp |  |  | = |  |  | 1.0 * rt * √(E/Fyc) | [6 empty] | 소성거동을 보장하는 비지지길이의 한계 | [27 empty] | ( ☞ 강.설 4.3.3.1.8.2(3))
|  | Cb |  |  | = |  |  | 모멘트 보정계수, taken as 1.0 | [34 empty] | ( ☞ 강.설 4.3.3.1.8.2(3))
[5 empty] | = |  |  | 1 |  |  |  | if fmid/f2 > 1
[5 empty] | = |  |  | 1 |  |  |  | If f2 = 0
[5 empty] | = |  |  | 1.75-1.05f1/f2 + 0.3(f1/f2)2 £ 2.3 |  |  |  | Otherwise
|  | Rb |  |  | = |  |  | 1 |  |  | for constructibility (A.C.6.10.1.10.2) | [31 empty] | ( ☞ 강.설 4.3.3.1.1.10(2))
|  | fl1 |  |  | = |  |  | flange lateral bending stress throughout the unbraced length
[5 empty] | = |  |  | (1.25Mlw + 1.25Mlo + 1.5Mlf + 1.5Mlc) / Sℓ
|  | Mlw |  |  | = |  |  | flange lateral bending moment due to horizontal component of web shear in web
|  | Mlo |  |  | = |  |  | flange lateral bending moment due to deck overhang wet concrete load
|  | Mlf |  |  | = |  |  | flange lateral bending moment due to deck overhang forms load
|  | Mlc |  |  | = |  |  | flange lateral bending moment due to curvature
| ■ | Moment due to horizontal component of web shear
|  |  |  | Mlw |  | = |  | w*Lb2/12
|  |  |  | w |  | = |  | Vh = Δv*tanΦ
|  |  |  | Δv |  | = |  | [A1*75kN/m3 + (Ac + As)*25kN/m3]/2
|  |  |  | A1, Ac, As |  | = |  | Sectional area of steel girder, bottom concrete and deck slab
| ■ | Moment due to overhang wet concrete loading
|  |  |  | Mlo |  | = |  | w*Lb2/12
|  |  |  | w |  | = |  | Fh = 0.5*Fcon/tanα
|  |  |  | Fcon |  | = |  | ts*b*25kN/m3
|  |  |  | b, ts |  | = |  | cantilever and thickness of deck slab
| ■ | Moment due to overhang form loads
|  |  |  | Mlf |  | = |  | w*Lb2/12
|  |  |  | w |  | = |  | 0.5*Fforms/tanα
|  |  |  | Fforms |  | = |  | 3 |  | kN/m (assumed)
| ■ | Moment due to curvature
|  |  |  | Mlc |  | = |  | MLb2/(NRD)
|  |  |  | N |  | = |  | a constant taken as 12
|  |  |  | R |  | = |  | girder radius
|  |  |  | D |  | = |  | web depth
| ■ | 웨브 공칭휨좌굴강도
|  |  |  | Fcr |  | = |  | CbRbπ2E
(Lb/rt)2
|  |  |  | rt |  | = |  | bfc
√(12(1 + Dctw/3/bfc/tfc))
|  |  |  | fbu |  | = |  | largest values of compressive stress in the flange
|  |  |  | Sl |  | = |  | ttopbtop2/6 |  |  |  | section modulus of top flange about a vertical axis through the web
7.1.2. 플랜지 응력 검토
[7 empty] | 압축플랜지 | [16 empty] | 인장플랜지
| Open flange | [5 empty] | fbu +fl ≤ ffRhFyc | [14 empty] | (강.설 4.3-132)
[7 empty] | fbu +fl/3 ≤ ffFnc | [14 empty] | (강.설 4.3-133) |  | fbu + fl ≤ ffRhFyt | [10 empty] | (강.설 4.3-135)
[7 empty] | fbu ≤ ffFcrw |  |  |  |  | (slender web) | [9 empty] | (강.설 4.3-134)
| Box flange | [5 empty] | fbu ≤ ffFnc | [14 empty] | (강.설 4.3-247) |  | fbu ≤ ffRhFyfD | [10 empty] | (강.설 4.3-249)
[7 empty] | fbu ≤ ffFcrw |  |  |  |  | (slender web) | [9 empty] | (강.설 4.3-248)
1) 플랜지 응력
|  | fbu = |  | 1.25•(DC1 + DC2) | [6 empty] | + | 1.25•DC3
[6 empty] | Ssteel | [5 empty] | Sbot_con
| ■ | Φf, Φv = 1.0: 휨, 전단에 대한 강도저항계수
| ■ | Rh = 하이브리드 계수 | [40 empty] | ( ☞ 강.설 4.3.3.1.1.10(1))
|  | Case | [15 empty] | Rh
|  | Fyw ≥ Fyf | [15 empty] | 1
|  | Otherwise | [15 empty] | [12+β(3ρ -ρ3)]/(12 + 2β)
|  |  |  | ρ |  | = |  | min(Fyw/fn ; 1.0)
|  |  |  | fn |  | = |  | max(Fyf, fbu)
|  |  |  | β |  | = |  | 2Dntw/Afn
|  |  |  | Dn |  | = |  | 단면의 탄성중립축으로 부터 양플린지 안쪽 면까지의 거리 중 큰값
|  |  |  | Afn |  | = |  | 플랜지 단면적과 Dn 방향에 위치한 플랜지 덮개판 면적의 합
2) Fnc 산정 (Nominal flexural resistance of compression flange)
|  | Case | [14 empty] | Fnc
|  | Open flange (OF) | [14 empty] | Fnc = Min (Fnc_LB , Fnc_LTB) | [25 empty] | ( ☞ 강.설 4.3.3.1.8.2)
|  | Box flange (BF) | [14 empty] | Fnc = Fcb√[(1 - (fv / Φv / Fcv)2] | [25 empty] | ( ☞ 강.설 4.3.3.2.8.2)
| ■ | Fnc_LB (국부좌굴강도) 산정 | [40 empty] | ( ☞ 강.설 4.3.3.1.8.2(2))
|  | Case | [14 empty] | Fnc_LB
|  | lf £ lpf | [14 empty] | RbRhFyc
|  | Otherwise | [9 empty] | [1 - (1 - Fyr/Rh/Fyc) (λf - λpf)/(λrf - λpf)] RbRhFyc
|  |  |  | Rb |  | = |  | 1.0 for checking constructibility
|  |  |  | Fyr |  | = |  | max [min (0.7Fyc , Fyw)] , 0.5Fyc]
|  |  |  | λf |  | = |  | bfc/2tfc
|  |  |  | λpf |  | = |  | 0.38√(E/Fyc)
|  |  |  | λrf |  | = |  | 0.56√(E/Fyr)
| ■ | Fnc_LTB (횡비틀림좌굴강도) 산정 | [40 empty] | ( ☞ 강.설 4.3.3.1.8.2(3))
|  | Case | [14 empty] | Fnc_LTB
|  | Lb £ Lp | [14 empty] | RbRhFyc
|  | Lp < Lb £ Lr | [8 empty] | Cb[1 - (1-Fyr/Rh/Fyc) (Lb-Lp)/(Lr-Lp)] RbRhFyc ≤ RbRhFyc
|  | Lb > Lr | [14 empty] | Fcr ≤ RbRhFyc
|  |  |  | Lb |  | = |  | unbraced length
|  |  |  | Lp |  | = |  | 1.0rt√(E/Fyc)
|  |  |  | Lr |  | = |  | πrt√(E/Fyr)
|  |  |  | Fcr |  | = |  | CbRbπ2E
(Lb / rt)2
| ■ | Calculation of Fcb | [40 empty] | ( ☞ 강.설 4.3.3.2.8.2(2))
|  | Case | [14 empty] | Fcb
|  | λf ≤ λp | [14 empty] | RbRhFycΔ
|  | λp < λf ≤ λr | [9 empty] | RbRhFyc[Δ - (Δ - (Δ - 0.3)/Rh) (λf - λp)/(λr - λp)]
|  | λr < λf | [14 empty] | 0.9ERbk/λf2
|  |  |  | λf |  | = |  | bfc / tfc |  |  |  | if 종리브 없음
|  |  |  | λf |  | = |  | w / tfc |  |  |  | if 종리브 있음
|  |  |  | λr |  | = |  | 0.95 √(Ek / (Δ - 0.3) / Fyc)
|  |  |  | λp |  | = |  | 0.57 √(Ek / Δ / Fyc)
|  |  |  | Δ |  | = |  | √(1 - (fv / Fyc)2)
|  |  |  | fv |  | = |  | T / (2A0 tf)
|  |  |  | T |  | = |  | 계수하중에 의한 내부토크
|  |  |  | A0 |  | = |  | 박스거더 단면의 폐합단면적
|  |  |  | w |  | = |  | 압축플랜지의 종방향보강재 폭 또는 웨브로부터 가장 가까운 종방향보강재까지의 거리 중 큰 값
| ■ | Calculation of Fcv | [40 empty] | ( ☞ 강.설 4.3.3.2.8.2(2))
|  | Case | [15 empty] | Fcv
|  | λf ≤ 1.12√(Eks/Fyc) | [15 empty] | 0.58Fyc
|  | 1.12√(Eks/Fyc) < λf ≤ 1.40(Eks/Fyc) | [15 empty] | 0.65√(FycEks)/λf
|  | λf > 1.40√(Eks/Fyc) | [15 empty] | 0.9Eks/λf2
| ■ | Calculation of k, ks - Plate-buckling coefficient
|  | Case | [8 empty] | k | [12 empty] | ks
|  | 종리브 없음 | [8 empty] | 4 | [12 empty] | 5.34
|  | 종리브 있음 |  |  |  |  | n = 1 |  |  |  | 1.0 ≤ [8Is/(wtfc3)]1/3 ≤ 4.0 | [11 empty] | 5.34 + 2.84(Is/w/tfc3)1/3 | [7 empty] | ≤ 5.34
[7 empty] | n = 2 |  |  |  | 1.0 ≤ [0.894Is/(wtfc3)]1/3 ≤ 4.0 | [14 empty] | (n + 1)2
|  |  |  | n |  | = |  | 등간격인 종방향보강재의 수
|  |  |  | Is |  | = |  | 종리브 단면2차모멘트
| 4) Checking web Bend-Buckling Resistance for slender web | [41 empty] | (강.설 4.3.3.1.1.9)
fbu ≤ ΦfFcrw
(For section with compact or noncompact web, this equation shall not be checked)
| ■ | Section classification
|  | Case | [14 empty] | Section
|  | 2Dc |  | ≤ 5.7√(E/Fyc) | [12 empty] | Compact or non-compact Web
tw
|  | 2Dc |  | > 5.7√(E/Fyc) | [12 empty] | Slender Web
tw
여기서,
|  | Fcrw = |  | 0.9Ek |  |  |  | ≤ smaller (RhFyc and Fyw/0.7)
(D/tw)2
| ■ | Calculation of k - bend-buckling coefficient
|  | → For the unstiffened web | [9 empty] | k = 9/(Dc/D)2
|  | → For one longitudinal stiffener | [25 empty] | ( A. 6.10.1.9 & 강.설 4.3.3.1.1.9)
|  | Case | [14 empty] | k
|  | - 양쭉단이 압축 경우 | [14 empty] | 7.2
- Otherwise
|  |  | ds/Dc ≥ 0.4 | [13 empty] | 5.17/(ds/D)2 ≥ 9/(Dc/D)2
|  |  | ds/Dc < 0.4 | [13 empty] | 11.64/[(Dc-ds)/D]2
|  |  |  | Dc |  | = |  | 탄성범위 내에서 웨브의 압축 측 높이
[6 empty] | = |  | YU1 - ttop for Positive moment; YL2s - tbot for Negative moment
|  |  |  | ds |  | = |  | 수평보강재 중심선과 압축플랜지 안쪽면사이의 거리
In this case, the values ds is taken as 0.2D
→ For two longitudinal stiffener, k is calculated by equations proposed in below papers
Kim, Byung Jun, et al. "Web bend-buckling strength of plate girders with two longitudinal web stiffeners."
Structural Engineering and Mechanics 69.4 (2019): 383-397.
|  | Case | [14 empty] | k
|  | Ψ ≥ -1.0 |  | - dsc / Dc < 0.4 | [12 empty] | 247.8 (dsc / Dc)1.8 (1 - Ψ)2.7
|  |  |  | - dsc / Dc ≥ 0.4 | [12 empty] | 4.82 (Dc / dsc)2.5 (1 - Ψ)2.7
|  | Ψ < -1.0 | [14 empty] | 247.8 (1 - Ψ)0.32
|  |  |  | dsc |  | = |  | distance between the center of the two longitudinal stiffeners and the inner surface of
the compression flange
|  |  |  | Ψ |  | = |  | ft / fc : stress ratio in the web panel
In this case, the distances between the first and second stiffener to the inner surface of the compression flange
are taken as 0.14D and 0.36D, thus, dsc would be 0.25D
7.1.3. Web checking
Vui ≤ ΦvVcr
|  |  |  | Vui |  | = |  | Vu/cosΦ
|  |  |  | Vu |  | = |  | 경사진 웨브 1개에 작용하는 계수하중에 의한 전단력
|  |  |  | Φ |  | = |  | 연직축에 대한 웨브의 경사각
|  |  |  | Vcr |  | = |  | CVp
|  |  |  | Vp |  | = |  | 0.58FywDtw
|  |  |  | ■ | Ratio of shear buckling resistance ( C ) 산정
|  |  |  | Case | [14 empty] | C
|  |  |  | D/tw ≤ 1.12√(Ek/Fyw) | [14 empty] | 1 | [8 empty] | (1)
|  |  |  | 1.12√(Ek/Fyw) < D/tw ≤ 1.40√(Ek/Fyw) | [14 empty] | 1.12/(D/tw)√(Ek/Fyw) | [8 empty] | (2)
|  |  |  | D/tw > 1.40√(Ek/Fyw) | [14 empty] | 1.57(Ek/Fyw)/(D/tw)2 | [8 empty] | (3)
|  |  |  | ■ | Calculation of k - shear-buckling ccoefficient
|  |  |  | Case | [14 empty] | k
|  |  |  | Unstiffened web | [14 empty] | 5
|  |  |  | Stiffened web | [14 empty] | 5+5/(d0/D)²
|  |  |  | ■ | Classification of stiffened web and unstiffened web | [37 empty] | ( ☞ 강.설 4.3.3.1.9.1(3))
|  |  |  | Case | [17 empty] | Classification
|  |  |  | 수직보강재 간격 d0 ≤ 3D and 수평보강재 없음 | [17 empty] | Stiffened web
|  |  |  | 수직보강재 간격 d0 ≤ 1.5D and 수평보강재 있음 | [17 empty] | Stiffened web
|  |  |  | Otherwise | [17 empty] | unstiffened web
Sectional checking in detail
1. Section: | [5 empty] | 1-1
[8 empty] | Description | [18 empty] | Symbol |  |  | Value | [6 empty] | Unit | [7 empty] | Section | Station
[8 empty] | Station | [17 empty] | 16 |  |  |  | 31.9 | [6 empty] | m | [7 empty] | 1-1 | 31.9
[8 empty] | Positive / Negative moment | [21 empty] | Positive | [14 empty] | 2-2 | 71.9
[8 empty] | 상부플랜지 | [21 empty] | Compression | [14 empty] | 3-3 | 81.9
[8 empty] | 비지지걸이 | [18 empty] | Lb |  |  | 5000 | [6 empty] | mm | [7 empty] | 4-4 | 91.9
[8 empty] | 곡선 반경 (직선경우 R = 0) | [18 empty] | R |  |  | 0 | [6 empty] | m | [7 empty] | 5-5 | 121.9
[8 empty] | 면적 |  |  |  |  | - Bottom concrete | [13 empty] | Ac |  |  | 0 | [6 empty] | mm2
[13 empty] | - Deck | [13 empty] | As |  |  | 1595000 | [6 empty] | mm2
[8 empty] | Top flange |  |  |  |  | - 개수 | [13 empty] | ntop |  |  | 2 | [6 empty] | mm
[13 empty] | - 폭 | [13 empty] | btop |  |  | 600 | [6 empty] | mm
[13 empty] | - 두께 | [13 empty] | ttop |  |  | 40 | [6 empty] | mm
[8 empty] | Bottom flange |  |  |  |  | - 폭 | [13 empty] | bbot |  |  | 1940 | [6 empty] | mm
[13 empty] | - 두께 | [13 empty] | tbot |  |  | 40 | [6 empty] | mm
[13 empty] | - Cantilever | [13 empty] | cbot |  |  | 120 | [6 empty] | mm
[8 empty] | Web |  |  |  |  | - Depth | [13 empty] | D |  |  | 2800 | [6 empty] | mm
[13 empty] | - Thickness | [13 empty] | tw |  |  | 12 | [6 empty] | mm
[13 empty] | - Slope | [13 empty] | S |  |  | 0.125 | [6 empty] | rad
[8 empty] | Deck |  |  |  |  | - Cantilever | [13 empty] | b |  |  | 1200 | [6 empty] | mm
[13 empty] | - Thickness | [13 empty] | ts |  |  | 290 | [6 empty] | mm
[13 empty] | - w | [13 empty] | w |  |  | 2400 | [6 empty] | mm
[8 empty] | 보강지 |  |  |  |  | - 하부종리브 | [13 empty] | nsb |  |  | 2 | [6 empty] | mm
[27 empty] | Hsb |  |  | 160 | [6 empty] | mm
[27 empty] | tsb |  |  | 16 | [6 empty] | mm
[13 empty] | - 상부종리브 | [13 empty] | nst |  |  | 0 | [6 empty] | mm | [6 empty] | Hide this row
[27 empty] | Hst |  |  | 0 | [6 empty] | mm | [6 empty] | Hide this row
[27 empty] | tst |  |  | 0 | [6 empty] | mm | [6 empty] | Hide this row
[13 empty] | - 수평 보강재 개수 | [13 empty] | ns |  |  | 2
[13 empty] | - 수직 보강재 간격 | [13 empty] | d0 |  |  | 2500 | [6 empty] | mm
[8 empty] | 부재력 |  |  |  |  | - Moment | [13 empty] | DC1 |  |  | 11912.56 | [6 empty] | kNm
[27 empty] | DC2 |  |  | 25.2 | [6 empty] | kNm
[27 empty] | DC3 |  |  | 21961.12 | [6 empty] | kNm
[13 empty] | - Shear | [13 empty] | DC1 |  |  | 28.58 | [6 empty] | kN
[27 empty] | DC2 |  |  | 0.8 | [6 empty] | kN
[27 empty] | DC3 |  |  | 8.21 | [6 empty] | kN
[13 empty] | - Torsion | [13 empty] | DC1 |  |  | -2.04 | [6 empty] | kNm
[27 empty] | DC2 |  |  | 0 | [6 empty] | kNm
[27 empty] | DC3 |  |  | -15.59 | [6 empty] | kNm
[8 empty] | 단면개수 |  |  |  |  | - Stage 1: Steel only | [13 empty] | A |  |  | 198442.9651 | [6 empty] | mm2
[27 empty] | I |  |  | 294458361973.7598 | [6 empty] | mm4
[27 empty] | YU |  |  | 1685.8661 | [6 empty] | mm
[27 empty] | YL |  |  | 1194.1339 | [6 empty] | mm
[13 empty] | - Stage 2: Bottom concrete | [13 empty] | A |  |  | 198442.9651 | [6 empty] | mm2
[14 empty] | (Shottime) | [12 empty] | I |  |  | 294458361973.7598 | [6 empty] | mm4
[27 empty] | YU |  |  | 1685.8661 | [6 empty] | mm
[27 empty] | YL |  |  | 1194.1339 | [6 empty] | mm
[8 empty] | 사 용 재 료 |  |  |  |  | - 강재 탄성계수 | [13 empty] | E |  |  | 210000 | [6 empty] | MPa
[13 empty] | - 상부플랜지 항복강도 | [13 empty] | Fytop |  |  | 380 | [6 empty] | MPa
[13 empty] | - 하부플랜지항복강도 | [13 empty] | Fybot |  |  | 380 | [6 empty] | MPa
[13 empty] | - 압축플랜지 항복강도 | [13 empty] | Fyc |  |  | 380 | [6 empty] | MPa
[13 empty] | - 인장플랜지 항복강도 | [13 empty] | Fyt |  |  | 380 | [6 empty] | MPa
[13 empty] | - Web 항복강도 | [13 empty] | Fyw |  |  | 355 | [6 empty] | MPa
7.1.1. 횡방향 휨응력 상부플랜지 검토 | [42 empty] | ( ☞ 강.설 4.3.3.1.1.6)
|  | Since 상부플랜지 = | [7 empty] | Open Flange |  |  |  |  | → |  | This section is not be checked | [26 empty] | Hide this row
| ■ | fl1 = flange lateral bending stress throughout the unbraced length 산정
|  |  | (1.25Mlw + 1.25Mlo + 1.5Mlf + 1.5Mlc) / Sℓ | [18 empty] | (For Box Flange, fℓ1 = 0)
|  | ① | Moment due to horizontal component of web shear
[6 empty] | Mlw |  | = |  | w*Lb2/12 = Δv*tanΦ∙Lb2/12
여기서
[6 empty] | Δv |  | = |  | [A1*78.5kN/m3 + (Ac + As)*25kN/m3] / 2
[8 empty] | = |  | [ | 0.19844 |  |  | * 78.5 + ( |  |  |  | 0 |  | + | 1.595 |  |  | ) * 25 ] / 2
[8 empty] | = |  | 27.7264 |  |  | kN/m
[5 empty] | → | Mlw |  | = |  | 27.7264 |  |  | * | 0.125 |  |  | * | 5000 |  |  | ² / 12
[8 empty] | = |  | 7.2204 |  |  | kNm
|  | ② | Moment due to overhang wet concrete loading
[6 empty] | Mlo |  | = |  | w*Lb2/12
여기서
[6 empty] | w |  | = |  | Fh = 0.5∙Fcon/tanα | [6 empty] | = | 0.5 |  | * | 8.7 |  | / | 1.8065 |  |  |  | = | 2.408 |  |  | kN/m
[6 empty] | tanα |  | = |  | D |  |  |  |  | = | 2800 | [11 empty] | = | 1.8065
[10 empty] | b + D * tanΦ | [5 empty] | 1200 |  |  | + | 2800 |  |  | * | 0.125
[6 empty] | Fcon |  | = |  | ts*b*25kN/m3 |  |  |  |  | = | 0.29 |  |  | * | 1.2 |  |  | * | 25 |  |  |  | = | 8.7 |  |  | kN/m
[5 empty] | → | Mlo |  | = |  | 2.408 |  | * | 5 |  |  | ² / 12
[8 empty] | = |  | 5.0167 |  |  | kNm
|  | ③ | Moment due to overhang form loads
[6 empty] | Mlf |  | = |  | w*Lb2/12
여기서
[6 empty] | w |  | = |  | 0.5*Fforms/tanα | [5 empty] | 0.5 |  | * | 3 |  | / | 1.8065 |  | = | 0.83036 |  |  | kN/m
[6 empty] | Fforms |  | = |  | 3 |  | kN/m (assumed)
[5 empty] | → | Mlf |  | = |  | 0.83036 |  |  | * | 5 |  |  | ² / 12
[8 empty] | = |  | 1.7299 |  |  | kNm
|  | ④ | Moment due to curvature
[6 empty] | Mlc |  | = |  | MLb2/(NRD)
여기서
[6 empty] | M |  | = |  | DC1 + DC2 + DC3 | [7 empty] | = |  | 11912.56 |  |  | + | 25.2 |  |  | + | 21961.12 |  |  | = | 33898.88 |  |  |  | kNm
[6 empty] | Lb |  | = |  | 5 |  |  | m
[6 empty] | N |  | = |  | a constant taken as 12
[6 empty] | R |  | = |  | 직선교
[6 empty] | D |  | = |  | 2.8 |  |  | m
|  |  |  | → |  | Mlc |  | = |  | 0
|  | ⑤ | Section modulus of top flange about a vertical axis through the web
[6 empty] | Sℓ |  | = |  | ttopbtop2/6 |  |  |  |  | = |  | 40 |  | * | 600 |  |  | ² / 6
[8 empty] | = |  | 2400000 |  |  |  | mm4
|  |  |  | ⇒ |  | fℓ1 |  | = |  | 1.25 |  | * | 7.2204 |  |  | + | 1.25 |  | * | 5.0167 |  |  | + | 1.5 |  | * | 1.7299 |  |  | + | 1.5 |  | * | 0 |  |  |  | = | 7.4547
2.4
| ■ | 소성거동을 보장하는 비지지길이의 한계 (Lp) 산정
[6 empty] | Lp |  | = |  | 1.0 * rt * √(E/Fyc)
여기서
[6 empty] | Lb |  | = |  | 5000 |  |  |  | (비지지걸이)
[6 empty] | Dc |  | = |  | deep of web in compression in elastic range (along the slope)
[8 empty] | = |  | (YU - ttop) / cosΦ
[8 empty] | = |  | ( | 1685.8661 |  |  | - | 40 |  | ) / cos( atan( |  |  |  |  | 0.125 |  |  | )) |  | = | 1658.6746
[6 empty] | rt |  | = |  | bfc | [8 empty] | = | 600
[10 empty] | √(12(1 + Dctw/3/bfc/tfc)) | [9 empty] | √[ 12 (1 + |  |  |  | 1658.6746 |  |  | * | 12 |  | / 3 / |  |  | 600 |  |  | / | 40 |  | )]
[8 empty] | = |  | 153.3061
|  |  |  | ⇒ |  | Lp |  | = |  | 153.3061 |  |  | * √ ( |  | 210000 |  |  |  | / | 380 |  |  | ) |  | = | 3603.9378
| ■ | Cb, Rb taken as 1.0
| ■ | Fcr 산정
[6 empty] | Fcr |  | = |  | CbRbπ2E |  |  |  |  | = | 1 * 1 * |  |  | π | ² * |  | 210000 |  |  |  |  | = | 1948.4888 |  |  |  | Mpa
[10 empty] | (Lb/rt)2 | [5 empty] | ( | 5000 |  |  | / | 153.3061 |  |  | )²
|  | ⇒ |  |  | 횡방향 휨응력 상부플랜지
[5 empty] | Case | [19 empty] | fℓ
[13 empty] | Lb ≤ 1.2Lp√(CbRbFyc / fbu) | [11 empty] | fℓ1
Compression flange
[13 empty] | Otherwise | [9 empty] | 0.85 |  |  |  | • fℓ1 ≥ fℓ1
1-fbu/Fcr
[5 empty] | Tension flange | [19 empty] | fℓ1
[5 empty] | ∴ | Check condition
[7 empty] | Lb |  | ≤ |  | 1.2Lp √ (CbRbFyc / fbu)
[5 empty] | 5000 |  |  |  | < |  | 1.2 |  | * | 3603.9378 |  |  | * √ ( 1.0 * 1.0 / | [5 empty] | 242.6021 |  |  | * | 380 |  |  | ) = |  | 5412.5642
[5 empty] | ⇒ |  | fℓ |  | = |  | fℓ1
[7 empty] | fℓ |  | = |  | 7.4547 |  |  | Mpa
Checking 횡방향 휨응력 상부플랜지
[13 empty] | fℓ |  |  | ≤ |  |  | 0.6Fyf | [13 empty] | ∴ |  | OK
[13 empty] | fℓ |  |  | = |  |  | 7.4547 |  |  | Mpa | [9 empty] | Ratio = |  |  | 30.5847
[13 empty] | 0.6Fyf |  |  | = |  |  | 228 |  |  | Mpa
7.1.2. 플랜지 응력 검토
[10 empty] | 압축플랜지 | [16 empty] | 인장플랜지
|  |  |  | Open flange | [5 empty] | fbu +fl ≤ ffRhFyc | [14 empty] | (강.설 4.3-132)
[10 empty] | fbu +fl/3 ≤ ffFnc | [14 empty] | (강.설 4.3-133) |  | fbu + fl ≤ ffRhFyt | [10 empty] | (강.설 4.3-135)
[10 empty] | fbu ≤ ffFcrw |  |  |  |  | (slender web) | [9 empty] | (강.설 4.3-134)
|  |  |  | Box flange | [5 empty] | fbu ≤ ffFnc | [14 empty] | (강.설 4.3-247) |  | fbu ≤ ffRhFyfD | [10 empty] | (강.설 4.3-249)
[10 empty] | fbu ≤ ffFcrw |  |  |  |  | (slender web) | [9 empty] | (강.설 4.3-248)
1) 플랜지 응력
| ■ |  |  | fbu = |  | 1.25•(DC1 + DC2) | [6 empty] | + | 1.25•DC3
[8 empty] | Ssteel | [5 empty] | Sbot_con
|  |  |  | Stage 1 (Steel-only) | [12 empty] | Stage 2 (Bottom concrete 있음)
|  |  |  | SU = I / YU = | [6 empty] | 174662958.1814 | [5 empty] | SU = I / YU = | [6 empty] | 174662958.1814
|  |  |  | SL = I / YL = | [6 empty] | 246587392.4069 | [5 empty] | SL = I / YL = | [6 empty] | 246587392.4069
|  | → |  | Top flange stress | [7 empty] | = |  | -1.25 |  |  | *( | 11912.56 |  |  | + | 25.2 |  |  | ) | + | -1.25 |  |  | * | 21961.12
[14 empty] | 0.17466 | [12 empty] | 0.17466
[12 empty] | = |  | -242602.0974 |  |  |  | kN/m2 |  |  |  | = | -242.6021 |  |  | Mpa
|  | → |  | Bottom flange stress | [7 empty] | = |  | 1.25 |  |  | *( | 11912.56 |  |  | + | 25.2 |  |  | ) | + | 1.25 |  |  | * | 21961.12
[14 empty] | 0.24659 | [12 empty] | 0.24659
[12 empty] | = |  | 171840.0912 |  |  |  | kN/m2 |  |  |  | = | 171.8401 |  |  | Mpa
| ■ |  | Φf, Φv = 1.0: 휨, 전단에 대한 강도저항계수
| ■ |  | Rh = 하이브리드 계수 | [39 empty] | ( ☞ 강.설 4.3.3.1.1.10(1))
|  | Case | [11 empty] | Rh
|  | Fyw ≥ Fyf | [11 empty] | 1
|  | Otherwise | [11 empty] | [12+β(3ρ -ρ3)]/(12 + 2β)
|  | - |  | ρ |  | = |  | Min(Fyw/fn ; 1.0) | [6 empty] | = | Min ( |  |  | 355 |  |  | / | 380 |  |  | , 1.0 ) |  | ) | = | 0.93421
|  | - |  | fn |  | = |  | Max(Fyf, fbu) | [6 empty] | = | Max ( |  |  | 380 |  |  | , | 242.6021 |  |  | ) |  |  | = | 380
|  | - |  | Dn |  | = |  | Max (YU - ttop; YL - tbot) = Max ( | [11 empty] | 1685.8661 |  |  | - | 40 |  | ; | 1194.1339 |  |  | - | 40 |  | ) | = | 1645.8661
|  | - |  | Afn |  | = |  | Top flange 면적 | [6 empty] | = | 2 | * | 600 |  |  | * | 40 | [6 empty] | = | 48000
|  | - |  | β |  | = |  | 2Dntw/Afn | [6 empty] | = | 2 | * | 1645.8661 |  |  | * | 12 |  | / | 48000 |  |  |  | = | 0.82293
|  | → |  | Rh |  | = |  | 12+β(3ρ -ρ3) | [6 empty] | = |  | 12 |  | + | 0.82293 |  |  | ( 3 * |  | 0.93421 |  | - | 0.93421 |  | ³ ) |  |  |  | = | 0.99923
[9 empty] | 12 + 2β | [10 empty] | 12 + 2 * |  |  |  | 0.82293
2) Fnc 산정 (Nominal flexural resistance of compression flange)
|  |  |  | Compression flange is | [7 empty] | Open Flange
[6 empty] | → | Fnc |  | = |  | Min (Fnc_LB , Fnc_LTB)
| ■ | Fnc_LB (국부좌굴강도) 산정 | [19 empty] | ■ | Fnc_LTB (횡비틀림좌굴강도) 산정
| Case | [5 empty] | Fnc_LB | [14 empty] | Case | [7 empty] | Fnc_LTB
| lf £ lpf | [5 empty] | RbRhFyc | [11 empty] | (1) |  |  | Lb £ Lp | [7 empty] | RbRhFyc | [12 empty] | (1)
| Otherwise |  |  |  | [1 - (1 - Fyr/Rh/Fyc) (λf - λpf)/(λrf - λpf)] RbRhFyc | [13 empty] | (2) |  |  | Lp < Lb ≤ Lr |  |  |  |  | Cb[1 - (1-Fyr/Rh/Fyc) (Lb-Lp)/(Lr-Lp)] RbRhFyc ≤ RbRhFyc | [15 empty] | (2)
|  |  | Rb = 1.0 for checking constructibility | [18 empty] | Lb > Lr | [7 empty] | Fcr ≤ RbRhFyc | [12 empty] | (3)
Fyr = max [min (0.7Fyc , Fyw)] , 0.5Fyc]
|  |  | λf = bfc/2tfc | [18 empty] | Lb = unbraced length
|  |  | λpf = 0.38√(E/Fyc) | [18 empty] | Lp = 1.0rt√(E/Fyc) | [8 empty] | Fcr |  | = |  | CbRbπ2E
|  |  | λrf = 0.56√(E/Fyr) | [18 empty] | Lr = πrt√(E/Fyr) | [12 empty] | (Lb / rt)2
|  | ① |  | Fnc_LB 산정
|  |  |  | - |  | Fyr |  | = |  | max [min (0.7Fyc , Fyw)] , 0.5Fyc] | [12 empty] | = |  | 266
|  |  |  | - |  | λf |  | = |  | bfc/2tfc |  |  |  |  | = | 600 |  |  | / | 2 | / | 40
[8 empty] | = |  | 7.5 | [19 empty] | → |  | λf < λpf
|  |  |  | - |  | λpf |  | = |  | 0.38√(E/Fyc) |  |  |  |  | = | 0.38 * √ ( |  |  |  | 210000 |  |  | / | 380 |  |  | ) |  |  |  |  | (1) |  | Equation 사용
[8 empty] | = |  | 8.9331
|  |  |  | - |  | λrf |  | = |  | 0.56√(E/Fyr) |  |  |  |  | = | 0.56 * √ ( |  |  |  | 210000 |  |  | / | 266 |  |  | )
[8 empty] | = |  | 15.7346
|  |  |  | Fnc_LB |  |  |  | = |  | RbRhFyc |  |  |  |  | = | 1.0 * |  | 0.99923 |  |  | * | 380
[8 empty] | = |  | 379.709 |  |  | Mpa
|  |  |  | Fnc_LB |  |  |  | = |  | [1 - (1 - Fyr/Rh/Fyc) (λf - λpf)/(λrf - λpf)] RbRhFyc | [33 empty] | Hide this row
[8 empty] | = |  | [ 1 - ( 1 - |  |  |  | 266 | [5 empty] | )( | 7.5 |  |  | - | 8.9331 |  |  | )] | 1 * |  | 0.99923 |  |  | * | 380 | [8 empty] | Hide this row
[14 empty] | 0.99923 |  | * | 380 |  |  |  | 15.7346 |  |  | - | 8.9331 | [18 empty] | Hide this row
[8 empty] | = |  | 403.6674 |  |  | MPa | [30 empty] | Hide this row
Hide this row
|  | ② |  | Fnc_LTB 산정
|  |  |  | - |  | Lb |  | = |  | 5000
|  |  |  | - |  | Lp |  | = |  | 3603.9378 | [22 empty] | → |  | Lp < Lb < Lr
|  |  |  | - |  | Lr |  | = |  | πrt√(E/Fyr) |  |  |  | = |  | π * |  | 153.3061 |  |  | * √ ( |  | 210000 |  |  |  | / | 266 |  |  | ) |  |  |  | (2) |  | Equation 사용
[8 empty] | = |  | 13532.5034
|  |  |  | Fnc_LTB |  |  |  | = |  | RbRhFyc |  |  |  | = | 1.0 * |  |  | 0.99923 |  |  | * | 380 | [21 empty] | Hide this row
[8 empty] | = |  | 379.709 |  |  | Mpa | [30 empty] | Hide this row
|  |  |  | Fnc_LTB |  |  |  | = |  | Cb[ 1 - ( 1 - Fyr / Rh / Fyc) ( Lb - Lp ) / ( Lr - Lp )] RbRhFyc ≤ RbRhFyc
[8 empty] | = |  | 1 | *[ | 1 | - ( | 1 | - | 266 |  |  |  |  | )( | 5000 |  |  | - | 3603.9378 |  |  | )]* | 1 | * | 0.99923 |  |  | * | 380 |  | = | 363.7203 |  |  | MPa
[16 empty] | 0.99923 |  | * | 380 |  |  | 13532.5034 |  |  | - | 3603.9378
[8 empty] | = |  | 363.7203 |  |  | MPa | [24 empty] | < | 379.709 |  |  | Mpa
|  |  |  | Fnc_LTB |  |  |  | = |  | Fcr ≤ RbRhFyc | [33 empty] | Hide this row
[8 empty] | = |  | 1 * |  | 0.99923 |  |  | * | π² | * | 210000 |  |  |  |  | = | 1946.9965 |  |  |  | > |  | 379.709 | [13 empty] | Hide this row
[11 empty] | ( | 5000 |  |  | / | 153.3061 |  |  | )² | [24 empty] | Hide this row
[8 empty] | = |  | 379.709 |  |  | MPa | [30 empty] | Hide this row
| ⇒ |  |  | Flexure resistance of box flange in compression
[7 empty] | Fnc |  | = | Min (Fnc_LB , Fnc_LTB) | [6 empty] | = |  | Min ( |  | 379.709 |  |  | , | 363.7203 |  |  | )
[7 empty] | Fnc |  | = | 363.7203 |  |  |  | Mpa
Hide this row
| ■ | Calculation of Fcb | [40 empty] | ( ☞ 강.설 4.3.3.2.8.2(2)) | Hide this row
|  | Case | [11 empty] | Fcb | [29 empty] | Hide this row
|  | λf ≤ λp | [11 empty] | RbRhFycΔ | [12 empty] | (1) | [16 empty] | Hide this row
|  | λp < λf ≤ λr | [7 empty] | RbRhFyc[Δ - (Δ - (Δ - 0.3)/Rh) (λf - λp)/(λr - λp)] | [16 empty] | (2) | [16 empty] | Hide this row
|  | λr < λf | [11 empty] | 0.9ERbk/λf2 | [12 empty] | (3) | [16 empty] | Hide this row
Hide this row
|  | ∴ | 압축플랜지 = | [5 empty] | 상부플랜지 |  |  |  |  | ( | 비보강 플랜지 | [5 empty] | ) | [22 empty] | Hide this row
Hide this row
|  | ① |  | Plate-buckling coefficient ( k ) 산정 | [39 empty] | Hide this row
|  |  |  | 비보강 플랜지 | [7 empty] | → | k |  | = |  | 4 | [26 empty] | Hide this row
|  |  |  | - |  | 종리브 개수 | [6 empty] | n |  | = | 0 | [27 empty] | Hide this row
|  |  |  | - |  | 종리브 단면개수 | [6 empty] | Is |  | = |  | 1/3 * |  |  | 0 |  | * | 0³ |  |  | = | 0 |  |  |  | mm4 | [12 empty] | Hide this row
|  |  |  | - |  | 압축플랜지 두께 | [6 empty] | tfc |  | = |  | 40 |  |  | mm | [23 empty] | Hide this row
|  |  |  | - | [8 empty] | w |  | = |  | 600 |  |  | mm | [23 empty] | Hide this row
[11 empty] | → |  | k |  | = |  | 4 | [26 empty] | Hide this row
[15 empty] | = |  | [ | 0.894 |  |  | * | 0 |  |  |  | / ( |  | 600 |  |  | * | 40 |  | ³ | )]1/3 | [8 empty] | Hide this row
[15 empty] | = |  | 0 |  |  |  |  | < 1 | [6 empty] | → k = |  |  | 1 | [11 empty] | Hide this row
Hide this row
|  | ② |  | Reduction factor for maximum stress in box flange ( Δ ) 산정 | [39 empty] | Hide this row
|  |  |  | Δ = √(1 - (fv / Fyc)²) | [10 empty] | fv = T / (2A0 tf) | [28 empty] | Hide this row
|  |  |  | - |  | 단면의 폐합단면적 | [6 empty] | A0 |  | = |  | (w + bbot - 2*cbot) * (0.5tbot + D + 0.5ttop) / 2 | [26 empty] | Hide this row
[15 empty] | = | ( | 2400 |  |  | + | 1940 |  |  | - 2 * |  | 120 |  | )*( 0.5 * |  |  | 40 |  | + | 2800 |  |  | + 0.5 * |  |  | 40 |  | ) / 2 |  | Hide this row
[15 empty] | = |  | 5822000 |  |  |  | mm2 | [22 empty] | Hide this row
|  |  |  | - |  | 압축플랜지 두께 | [6 empty] | tfc |  | = |  | 40 |  |  | mm | [23 empty] | Hide this row
|  |  |  | - |  | Torsion | [6 empty] | T |  | = |  | 1.25 * (DC1 + DC2 + DC3) | [9 empty] | = |  | 1.25 * ( |  |  | -2.04 |  |  | + | 0 |  |  | + | -15.59 |  |  | ) | Hide this row
[15 empty] | = |  | -22.0375 |  |  |  | kN | [22 empty] | Hide this row
|  |  |  | S.t Venant torsional stress | [8 empty] | fv |  | = |  | T / (2A0 tf) |  |  |  |  | = |  | -22.0375 |  |  | / ( 2 * |  |  | 5.822 |  |  | * | 0.04 |  |  | ) | [6 empty] | Hide this row
[15 empty] | = |  | -47.3151 |  |  | kN/m2 |  |  | = |  | -0.047315 |  |  | MPa | [15 empty] | Hide this row
[12 empty] | → | Δ |  | = |  | √[1 - ( |  |  | -0.047315 |  |  | / | 380 |  |  | )2 ] |  |  |  | = |  | 1 | [10 empty] | Hide this row
Hide this row
|  | ③ |  | λf , λr , λp 산정 and check condition | [39 empty] | Hide this row
|  |  |  | λf |  | = |  | bfc / tfc |  |  |  | = |  | 600 |  |  | / | 40 | [25 empty] | Hide this row
[6 empty] | = |  | 15 | [35 empty] | Hide this row
|  |  |  | λr |  | = |  | 0.95 √(Ek / (Δ - 0.3) / Fyc) | [9 empty] | = | 0.95 √[ |  |  | 210000 |  |  |  | * | 4 |  |  | / | ( | 1 |  |  | - 0.3 ) / |  |  | 380 |  |  | ] |  |  | Hide this row
[6 empty] | = |  | 53.3854 | [35 empty] | Hide this row
|  |  |  | λp |  | = |  | 0.57 √(Ek / Δ / Fyc) | [9 empty] | = | 0.57 √[ |  |  | 210000 |  |  |  | * | 4 |  |  | / | 1 |  |  | / | 380 |  |  | ] | [5 empty] | Hide this row
[6 empty] | = |  | 26.7993 | [35 empty] | Hide this row
|  |  |  | → Since |  |  |  | λf < λp | [5 empty] | Fcb is calculated by the Equation | [11 empty] | (1) | [17 empty] | Hide this row
|  |  |  | Fcb |  | = |  | RbRhFycΔ |  |  |  |  | = |  | 1 * |  | 0.99923 |  |  | * | 380 | [22 empty] | Hide this row
[6 empty] | = |  | 379.709 |  |  | MPa | [32 empty] | Hide this row
|  |  |  | Fcb |  | = |  | RbRhFyc[Δ - (Δ - (Δ - 0.3)/Rh) (λf - λp)/(λr - λp)] | [35 empty] | Hide this row
[6 empty] | = |  | 1.0 * |  | 0.99923 |  |  | * | 380 |  |  | * [ | 1 |  |  | - ( | 1 |  |  | - | 1 |  |  | - 0.3 |  | ) * ( |  | 15 |  |  | - | 26.7993 |  |  | ) ] |  |  |  | Hide this row
[26 empty] | 0.99923 | [6 empty] | 53.3854 |  |  | - | 26.7993 | [6 empty] | Hide this row
[6 empty] | = |  | 430.1744 |  |  |  | MPa | [31 empty] | Hide this row
|  |  |  | Fcb |  | = |  | 0.9ERbk/λf2 |  |  |  |  | = | 0.9 |  | * | 210000 |  |  |  | * 1.0 * |  |  | 4 |  |  | / | 15 |  |  | ² | [12 empty] | Hide this row
[6 empty] | = |  | 3360 |  |  | MPa | [32 empty] | Hide this row
Hide this row
| ■ | Calculation of Fcv | [40 empty] | ( ☞ 강.설 4.3.3.2.8.2(2)) | Hide this row
|  | Case | [17 empty] | Fcv | [23 empty] | Hide this row
|  | λf ≤ 1.12√(Eks/Fyc) | [17 empty] | 0.58Fyc | [6 empty] | (1) | [16 empty] | Hide this row
|  | 1.12√(Eks/Fyc) < λf ≤ 1.40(Eks/Fyc) | [17 empty] | 0.65√(FycEks)/λf | [6 empty] | (2) | [16 empty] | Hide this row
|  | λf > 1.40√(Eks/Fyc) | [17 empty] | 0.9Eks/λf2 | [6 empty] | (3) | [16 empty] | Hide this row
Hide this row
|  | ① |  | Plate-buckling coefficient for shear stress ( ks ) 산정 | [39 empty] | Hide this row
|  |  |  | 종리브 개수 |  |  |  |  | n |  | = | 0 | [31 empty] | Hide this row
|  |  |  | ks |  | = | 5.34 + 2.84(Is/w/tfc3)1/3 | [8 empty] | ≤ 5.34 | [27 empty] | Hide this row
[9 empty] | (n + 1)2 | [34 empty] | Hide this row
[6 empty] | = | 5.34 + 2.84 ( |  |  |  |  | 0 |  |  |  | / | 600 |  |  | / | 40 |  | 3 )1/3 |  |  | = |  | 5.34 |  |  | > | 5.34 | [11 empty] | Hide this row
[14 empty] | ( | 0 | + 1 )2 | [27 empty] | Hide this row
|  |  | → | ks |  | = | 5.34 | [36 empty] | Hide this row
|  | ∴ | Check condition | [40 empty] | Hide this row
[8 empty] | λf |  | = |  | 15 | [31 empty] | Hide this row
|  |  |  | 1.12√(Eks/Fyc) | [5 empty] | = |  | 1.12 √ ( |  |  | 210000 |  |  |  | * | 5.34 |  |  | / | 380 |  |  | ) | [16 empty] | Hide this row
[10 empty] | = |  | 60.8424 | [17 empty] | → |  | λf ≤ 1.12√(Eks/Fyc) | [11 empty] | Hide this row
|  |  |  | 1.40√(Eks/Fyc) | [5 empty] | = |  | 1.40 √ ( |  |  | 210000 |  |  |  | * | 5.34 |  |  | / | 380 |  |  | ) |  |  |  |  | (1) |  | Equation 사용 | [9 empty] | Hide this row
[12 empty] | 76.053 | [31 empty] | Hide this row
Hide this row
[6 empty] | → | Fcv |  |  | = |  | 0.58 Fyc | [5 empty] | = | 0.58 |  |  | * | 380 | [20 empty] | Hide this row
[10 empty] | = |  | 220.4 |  |  | Mpa | [28 empty] | Hide this row
[6 empty] | → | Fcv |  |  | = |  | 0.65√(FycEks)/λf | [5 empty] | = | 0.65 √ ( |  |  |  | 380 |  |  | * | 210000 |  |  |  | * | 5.34 |  |  | ) / | 15 | [7 empty] | Hide this row
[10 empty] | = |  | 894.5285 |  |  | Mpa | [28 empty] | Hide this row
[6 empty] | → | Fcv |  |  | = |  | 0.9Eks/λf2 | [5 empty] | = | 0.90 * |  |  | 210000 |  |  |  | * | 5.34 |  |  |  | / | 15 |  |  | ² | [8 empty] | Hide this row
[10 empty] | = |  | 4485.6 |  |  | Mpa | [28 empty] | Hide this row
Hide this row
|  |  |  | ⇒ |  | Flexure resistance of box flange in compression | [37 empty] | Hide this row
[8 empty] | Fnc |  | = |  | Fcb√[(1 - (fv / Φv / Fcv)2] | [8 empty] | = |  | 379.709 |  |  | √ [ 1 - ( |  |  | -0.047315 |  |  | / | 220.4 |  |  | )2 ] | [7 empty] | Hide this row
[8 empty] | Fnc |  | = |  | 379.709 |  |  |  | Mpa | [27 empty] | Hide this row
4) Checking for compression and tension flanges
[12 empty] | 압축플랜지 | [10 empty] | 인장플랜지
|  |  | Open flange | [8 empty] | fbu +fl ≤ ΦfRhFyc | [10 empty] | fbu + fl ≤ ΦfRhFyt
fbu +fl/3 ≤ ΦfFnc
|  |  | Box flange | [8 empty] | fbu ≤ ΦfFnc | [10 empty] | fbu ≤ ΦfRhFyfΔ
for slender web with fl = 0, the equation fbu + fl ≤ ΦfRhFyc will not be checked
[7 empty] | Checking 압축플랜지 응력 | [10 empty] | ( | Open Flange |  |  |  |  | )
[9 empty] | fbu + fl |  |  |  | ≤ |  |  | ΦfRhFyc | [16 empty] | ∴ |  | OK
[9 empty] | fbu + fl |  |  |  | = | 242.6021 |  |  | + | 7.4547 |  |  |  |  | = | 250.0568 |  |  | Mpa |  |  |  |  | Ratio = |  |  | 1.5185
[9 empty] | ΦfRhFyc |  |  |  | = | 1.0 * |  | 0.99923 |  |  | * | 380 |  |  | = | 379.709 |  |  | Mpa
[7 empty] | Checking 압축플랜지 응력 | [10 empty] | ( | Open Flange |  |  |  |  | )
[9 empty] | fbu + fl /3 |  |  |  | ≤ |  |  | ΦfFnc | [16 empty] | ∴ |  | OK
[9 empty] | fbu + fl /3 |  |  |  | = | 242.6021 |  |  | + | 2.4849 |  |  |  |  | = | 245.087 |  |  | Mpa |  |  |  |  | Ratio = |  |  | 1.484
[9 empty] | ΦfFnc |  |  |  | = | 1.0 * |  | 363.7203 | [6 empty] | = | 363.7203 |  |  | Mpa
[7 empty] | Checking 압축플랜지 응력 | [10 empty] | ( | Open Flange |  |  |  |  | ) | [19 empty] | Hide this row
[9 empty] | fbu |  |  |  | ≤ |  |  | ΦfFnc | [16 empty] | ∴ |  | OK | [8 empty] | Hide this row
[9 empty] | fbu |  |  |  | = |  |  | 242.6021 |  |  | Mpa | [12 empty] | Ratio = |  |  | 1.5652 | [8 empty] | Hide this row
[9 empty] | ΦfFnc |  |  |  | = |  |  | 379.709 |  |  | Mpa | [24 empty] | Hide this row
[7 empty] | Checking 인장플랜지 응력 | [10 empty] | ( | Box Flange |  |  |  |  | ) | [19 empty] | Hide this row
[9 empty] | fbu + fl |  |  |  | ≤ |  |  | ΦfRhFyt | [16 empty] | ∴ |  | OK | [8 empty] | Hide this row
[9 empty] | fbu + fl |  |  |  | = | 171.8401 |  |  | + | 7.4547 |  |  |  |  | = | 179.2948 |  |  | Mpa |  |  |  |  | Ratio = |  |  | 2.1178 | [8 empty] | Hide this row
[9 empty] | ΦfRhFyt |  |  |  | = | 1.0 * |  | 0.99923 |  |  | * | 380 |  |  | = | 379.709 |  |  | Mpa | [16 empty] | Hide this row
[7 empty] | Checking 인장플랜지 응력 | [10 empty] | ( | Box Flange |  |  |  |  | )
[9 empty] | fbu |  |  |  | ≤ |  |  | ΦfRhFytΔ | [16 empty] | ∴ |  | OK
[9 empty] | fbu |  |  |  | = | 171.8401 |  |  | Mpa | [14 empty] | Ratio = |  |  | 2.2097
[9 empty] | ΦfRhFytΔ |  |  |  | = | 1.0 * |  | 0.99923 |  |  | * | 380 |  |  | * | 1 |  |  | = | 379.709 |  |  | Mpa
| 4) Checking web Bend-Buckling Resistance for slender web | [41 empty] | (강.설 4.3.3.1.1.9)
[7 empty] | fbu |  | ≤ |  | ΦfFcrw
(For section with compact or noncompact web, this equation shall not be checked)
| ■ | Section classification
|  | Case | [14 empty] | Section
|  | 2Dc |  | ≤ 5.7√(E/Fyc) | [12 empty] | Compact or non-compact Web
tw
|  | 2Dc |  | > 5.7√(E/Fyc) | [12 empty] | Slender Web
tw
|  |  |  | Dc |  | = |  | YU -ttop |  |  |  |  | ( 탄성범위 내에서 웨브의 압축 측 높이 )
[6 empty] | = |  | 1685.8661 |  |  | - | 40 |  |  | = | 1645.8661 |  |  | mm
|  |  |  | Length along the slope = Dc / cosΦ = | [13 empty] | 1645.8661 |  |  | / cos(atan( |  |  |  | 0.125 |  |  | )) | = | 1658.6746
|  |  |  | 2Dc/tw |  | = |  | 2 * |  | 1658.6746 |  |  | / | 12 | [6 empty] | = | 276.4458 |  |  |  | → |  | Slender Web
|  |  |  | 5.7√(E/Fyc) |  | = |  | 5.7 * √ ( |  |  |  | 210000 |  |  |  | / | 380 |  |  | ) | = | 133.9963
| ■ | Calculation of k - bend-buckling coefficient
|  | 수평 보강재 개수 = | [6 empty] | 2
|  | → For the unstiffened web | [41 empty] | Hide this row
|  |  |  | k |  | = |  | 9/(Dc/D)2 |  |  |  | = | 9 / ( |  | 1645.8661 |  |  | / | 2800 |  |  | )2 |  | = |  | 26.0477 | [17 empty] | Hide this row
|  |  |  | D |  | = |  | 2800 |  |  | mm | [32 empty] | Hide this row
|  | → For one longitudinal stiffener | [25 empty] | ( A. 6.10.1.9 & 강.설 4.3.3.1.1.9) | [15 empty] | Hide this row
|  | Case | [14 empty] | k | [26 empty] | Hide this row
|  | - 양쭉단이 압축 경우 | [14 empty] | 7.2 | [26 empty] | Hide this row
|  | - Otherwise | [41 empty] | Hide this row
|  |  | ds/Dc ≥ 0.4 | [13 empty] | 5.17/(ds/D)2 ≥ 9/(Dc/D)2 | [26 empty] | Hide this row
|  |  | ds/Dc < 0.4 | [13 empty] | 11.64/[(Dc-ds)/D]2 | [26 empty] | Hide this row
Hide this row
|  |  |  | D |  | = |  | 2800 |  |  | mm | [32 empty] | Hide this row
|  |  |  | ds |  | = |  | 0.2D = 0.2 * |  |  |  |  | 2800 |  |  | = | 560 |  |  | mm | [23 empty] | Hide this row
|  |  |  | ds/Dc |  | = |  | 560 |  |  | / | 1645.8661 |  |  |  | = | 0.34025 |  |  | < 0.4 | [23 empty] | Hide this row
|  |  |  | k |  | = |  | 5.17 / ( ds / D)² ≥ 9 / ( Dc / D)² | [35 empty] | Hide this row
[6 empty] | = |  | 5.17 / ( |  |  | 560 |  |  | / | 2800 |  |  | )2 | = | 129.25 |  |  |  | > |  | 9 / ( |  | 1645.8661 |  |  | / | 2800 |  |  | )2 | = | 26.0477 | [6 empty] | Hide this row
[6 empty] | = |  | 129.25 | [35 empty] | Hide this row
|  |  |  | k |  | = |  | 11.64/[(Dc-ds)/D]2 | [35 empty] | Hide this row
[6 empty] | = |  | 11.64 / [ ( |  |  |  | 1645.8661 |  |  | - | 560 |  |  | ) / | 2800 |  |  | ]2 | [20 empty] | Hide this row
[6 empty] | = |  | 77.3956 | [35 empty] | Hide this row
|  |  | → For two longitudinal stiffener, k is calculated by equations proposed in below papers | k |  | = |  | 77.3956 | [35 empty] | Hide this row
→ For two longitudinal stiffener, k is calculated by equations proposed in below papers
Kim, Byung Jun, et al. "Web bend-buckling strength of plate girders with two longitudinal web stiffeners."
Structural Engineering and Mechanics 69.4 (2019): 383-397.
|  | Case | [14 empty] | k
|  | Ψ ≥ -1.0 |  |  |  |  | - dsc / Dc < 0.4 | [9 empty] | 247.8 (dsc / Dc)1.8 (1 - Ψ)2.7
[7 empty] | - dsc / Dc ≥ 0.4 | [9 empty] | 4.82 (Dc / dsc)2.5 (1 - Ψ)2.7
|  | Ψ < -1.0 | [14 empty] | 247.8 (1 - Ψ)0.32
|  |  |  | dsc |  | = |  | 0.25D = 0.25 * | [5 empty] | 2800 |  |  | = | 700 |  |  | mm
|  |  |  | Ψ |  | = |  | ft / fc : stress ratio in the web panel
[6 empty] | = |  | 171.8401 |  |  | / | -242.6021 |  |  |  |  | = | -0.70832 |  |  |  | > -1.0
|  |  | dsc/Dc |  |  | = |  | 0.42531 |  |  |  | > 0.4
|  |  | → | k |  | = |  | 247.8 * ( |  |  |  | 700 |  |  | / | 1645.8661 |  |  | )1.8 * ( 1.0 - |  |  |  |  | -0.70832 |  |  | )2.7 | [16 empty] | Hide this row
[6 empty] | = |  | 225.7902 | [35 empty] | Hide this row
|  |  | → | k |  | = |  | 4.82* ( |  |  | 1645.8661 |  |  | / | 700 |  |  | )2.5 * ( 1.0 - |  |  |  |  | -0.70832 |  |  | )2.7
[6 empty] | = |  | 173.4705
|  |  | → | k |  | = |  | 247.8 * ( 1.0 - | [5 empty] | -0.70832 |  |  | )0.32 | [26 empty] | Hide this row
[6 empty] | = |  | 294.1193 | [35 empty] | Hide this row
|  |  | → For two longitudinal stiffener, k is calculated by equations proposed in below papers | k |  | = |  | 173.4705
| ■ | 웨브 공칭휨좌굴강도 (Fcrw) 산정
|  |  |  | Fcrw |  | = |  | 0.9Ek |  |  |  | ≤ smaller (RhFyc and Fyw/0.7)
(D/tw)2
|  |  |  | D |  | = |  | Length along the slope = D / cosΦ
[6 empty] | = |  | 2800 |  |  | / cos(atan( |  |  |  | 0.125 |  |  | )) | = | 2821.7902
|  |  |  | Fcrw |  | = |  | 0.9 * |  | 210000 |  |  |  | * | 173.4705 |  |  |  | = | 592.9259 |  |  |  | Mpa
[9 empty] | ( | 2821.7902 |  |  | / | 12 |  | )
|  |  | → For two longitudinal stiffener, k is calculated by equations proposed in below papers | Fcrw |  | = |  | Min [ |  | 592.9259 |  |  |  | , | 0.99923 |  |  | * | 380 |  |  | , | 355 |  |  | / 0.7 ]
|  |  |  | Fcrw |  | = |  | 379.709 |  |  | Mpa
Checking web Bend-Buckling Resistance for slender web
[10 empty] | fbu |  |  | ≤ |  |  | ΦfFcrw | [16 empty] | ∴ |  | OK
[10 empty] | fbu |  |  | = |  |  | 242.6021 |  |  | Mpa | [12 empty] | Ratio = |  |  | 1.5652
[9 empty] | ΦfFcrw |  |  |  | = |  |  | 379.709 |  |  | Mpa
[7 empty] | Checking web Bend-Buckling Resistance for slender web | [36 empty] | Hide this row
[7 empty] | Since Web is Compact or Non-Compact type => DO NOT need to be checked | [36 empty] | Hide this row
7.1.3. 웨브 검토 | [42 empty] | (강.설 4.3.3.2.3.3)
[7 empty] | Vui |  | ≤ |  | ΦvVcr
|  | ■ | Shear along the single web (Vui) 산정
|  |  |  | Vu |  | = |  | 1.25 (DC1 + DC2 + DC3) | [9 empty] | = |  | 1.25 * ( |  |  | 28.58 |  |  | + | 0.8 |  |  | + | 8.21 |  |  | )
[6 empty] | = |  | 46.9875 |  |  |  | kN
|  |  |  | Vui |  | = |  | Vu / 2 / cosΦ | [9 empty] | = |  | 46.9875 |  |  |  | / 2 / cos (atan ( | [6 empty] | 0.125 |  |  | ))
[6 empty] | = |  | 23.6766 |  |  |  | kN
|  | ■ | Shear Buckling Resistance (Vcr) 산정
|  |  |  | Vcr |  | = |  | C * Vp
|  |  |  | Vp |  | = |  | 0.58FywDtw |  |  |  |  | = | 0.58 * |  |  | 355 |  |  | * | 2821.7902 |  |  | * | 12
[6 empty] | = |  | 6972.0793 |  |  | kN
|  | ■ | Ratio of shear buckling resistance ( C ) 산정
|  | Case | [14 empty] | C
|  | D/tw ≤ 1.12√(Ek/Fyw) | [14 empty] | 1 | [8 empty] | (1)
|  | 1.12√(Ek/Fyw) < D/tw ≤ 1.40√(Ek/Fyw) | [14 empty] | 1.12/(D/tw)√(Ek/Fyw) | [8 empty] | (2)
|  | D/tw > 1.40√(Ek/Fyw) | [14 empty] | 1.57(Ek/Fyw)/(D/tw)2 | [8 empty] | (3)
|  | ■ | Calculation of k - shear-buckling ccoefficient
|  | Case | [14 empty] | k
|  | Unstiffened web | [14 empty] | 5
|  | Stiffened web | [14 empty] | 5+5/(d0/D)²
|  | ■ | Classification of stiffened web and unstiffened web | [39 empty] | ( ☞ 강.설 4.3.3.1.9.1(3))
|  | Case | [17 empty] | Classification
|  | 수직보강재 간격 d0 ≤ 3D and 수평보강재 없음 | [17 empty] | Stiffened web
|  | 수직보강재 간격 d0 ≤ 1.5D and 수평보강재 있음 | [17 empty] | Stiffened web
|  | Otherwise | [17 empty] | unstiffened web
|  |  |  | d0 |  | = |  | 2500 |  |  | mm
|  |  |  | 3.0D |  | = |  | 8400 |  |  | mm |  |  |  |  | → |  | Stiffened web
|  |  |  | 수평보강재 |  | = |  | 있음
|  |  | → | k |  | = |  | 5 | [35 empty] | Hide this row
|  |  | → | k |  | = |  | 5 + 5 / (d0 / D)2 | [5 empty] | = | 5 + 5 / ( |  |  |  | 2500 |  |  | / | 2800 |  |  | )2
[6 empty] | = |  | 11.272
|  |  |  | D / tw |  | = |  | 2821.7902 |  |  | / | 12 | [12 empty] | = | 235.1492
|  |  |  | 1.12√(Ek/Fyw) |  | = |  | 1.12 * √ ( |  |  |  | 210000 |  |  |  | * | 11.272 |  |  | / | 355 |  |  | ) | = | 91.4564 |  |  |  |  | → |  | (3) |  | Equation 사용
|  |  |  | 1.4√(Ek/Fyw) |  | = |  | 1.40 * √ ( |  |  |  | 210000 |  |  |  | * | 11.272 |  |  | / | 355 |  |  | ) | = | 114.3205
|  |  | → | C |  | = |  | 1 | [35 empty] | Hide this row
|  |  | → | C |  | = |  | 1.12 / ( |  |  | 2821.7902 |  |  | / | 12 |  | ) √ ( |  | 210000 |  |  |  | * | 11.272 |  |  | / | 355 |  |  | ) | [12 empty] | Hide this row
[6 empty] | = |  | 0.38893 | [35 empty] | Hide this row
|  |  | → | C |  | = |  | 1.57 * ( |  |  | 210000 |  |  |  | * | 11.272 |  |  | / | 355 |  |  | ) / ( |  | 2821.7902 |  |  | / | 12 |  | )2
[6 empty] | = |  | 0.18932
|  |  | ⇒ | Vcr |  | = |  | 0.18932 |  |  | * | 6972.0793
|  |  |  | Vcr |  | = |  | 1319.9787 |  |  |  | kN
Checking shear for web
[10 empty] | Vui |  |  | ≤ |  |  | ΦvVcr | [16 empty] | ∴ |  | OK
[10 empty] | Vui |  |  | = |  |  | 23.6766 |  |  | kN | [12 empty] | Ratio = |  |  | 55.7504
[9 empty] | ΦvVcr |  |  |  | = |  |  | 1319.9787 |  |  | kN
Fforms
Bracket
Fwet con'c

V
Vh
Fh
θ
Lateral uniformly distributed load w
Lb
Lb
M = wLb2/12
M = wLb2/12
Vu Vui
Φ

## D-ULS
|  |  |  | 7 |  |  | 단 면 검 토
Reapply Filter here
7.2. 강도한계상태 | [42 empty] | ( ☞ 강.설 4.3.3.2.6 ) |  |  |  | to hide all "Hide this row" rows
검토내용
연성요
[18 empty] | Dp ≤ 0.42Dt | [15 empty] | (강.설 4.3-158)
콘크리트
[18 empty] | fdeck ≤ 0.6f'c | [15 empty] | (강.설 4.3.3.2.7.2)
fbot con'c ≤ 0.6f'c
[5 empty] | Flexure (Non-compact section) | [28 empty] | (강.설 4.3-254)
[5 empty] | 압축플랜지 | [12 empty] | fbu ≤ ΦfFnc | [15 empty] | (강.설 4.3-255)
[5 empty] | 인장플랜지 | [12 empty] | fbu ≤ ΦfFnt
Flexure (Compact section)
[18 empty] | Mu ≤ ΦfMn | [15 empty] | (강.설 4.3-253)
웨브
[18 empty] | Vui ≤ ΦvVn | [15 empty] | (강.설 4.3-179)
( ☞ 강.설 B.1 )
7.2.1. YPNA, MP for plastic moment 산정
|  |  |  | Pt |  |  |  | = |  |  | Fytbttt | [5 empty] | Tension flange
|  |  |  | Pc |  |  |  | = |  |  | Fycbctc | [5 empty] | Compression flange
|  |  |  | Pw |  |  |  | = |  |  | 2Fyw(D/cosΦ)tw | [5 empty] | Web
|  |  |  | Pcon |  |  |  | = |  |  | 0.85f'cAcon | [5 empty] | Bottom concrete
|  |  |  | Ps |  |  |  | = |  |  | 0.85f'cbsts | [5 empty] | Deck concrete
|  |  |  | Prt |  |  |  | = |  |  | FyrtArt | [5 empty] | Top rebar in deck slab
|  |  |  | Prb |  |  |  | = |  |  | FyrbArb | [5 empty] | Bottom rebar in deck slab
|  |  |  | Pst |  |  |  | = |  |  | FystAst | [5 empty] | Top Rib
|  |  |  | Psb |  |  |  | = |  |  | FysbAsb | [5 empty] | Bottom Rib
|  |  |  | ∑Pr |  |  |  | = | [8 empty] | Total area of rebar in bottom concrete
|  |  |  | ts, th |  |  |  | = | [8 empty] | deck slab and haunch 두께
|  |  |  | D |  |  |  | = | [8 empty] | web depth
|  |  |  | Hst, Hsb |  |  |  | = | [8 empty] | Top rib and bottom rib depth
|  |  |  | Crt Crb |  |  |  | = | [8 empty] | Distance from top deck slab to top the centerline of top / bottom layer rebar
|  |  |  | Hc |  |  |  | = | [8 empty] | 내부 con'c depth
|  |  |  | dr |  |  |  | = |  |  | Hc/2 | [5 empty] | Distance from bottom concrete rebar to PNA
1) 일반 Cases
· 정모멘트
| Location |  |  |  | 조건 / YPNA / MP | [25 empty] | Distance from YPNA to mems
(1) |  |  |  | In Web | [26 empty] | dc = Y + tc/2
조건 |  |  |  | Pt +Psb + (D-2Hst)Pw/D + ∑Pr ³ Pst + Pc + Ps + Prb + Prt | [26 empty] | dt = D - Y + tt/2
dsb = D - Y - Hsb/2
YPNA = |  |  |  | D/2 [(Pt + Psb + ∑Pr - Pst - Pc - Ps - Prb - Prt) / Pw + 1] | [26 empty] | dst = Y - Hst/2
ds = Y + th + ts/2
Mp = |  |  |  | Pw / 2 / D [Y2 + (D-Y)2] + Pcdc + Psbdsb + Pstdst + Ptdt + Psds + Prbdrb | [26 empty] | drb = Y + th + ts - crb
|  |  |  | + Prtdrt + ∑Prdr | [26 empty] | drt = Y + th + ts - crt
dr = D - Y - Hc/2
(2) |  |  |  | In Top Flange | [26 empty] | dt = tc - Y + D + tt/2
조건 |  |  |  | Pt +Psb+ ∑Pr + Pw + Pst + Pc ³ Ps + Prb + Prt | [26 empty] | dw = tc - Y + D/2
dst = tc - Y + Hst/2
YPNA = |  |  |  | tc/2 [(Pt + Psb + ∑Pr + Pw + Pst - Ps - Prb - Prt) / Pc + 1] | [26 empty] | dsb = tc - Y + D - Hsb/2
ds = ts/2 + th - tc + Y
Mp = |  |  |  | Pc / 2 / tc [Y2 + (tc - Y)2] + Ptdt + Psbdsb + Pstdst + Psds + Prbdrb | [26 empty] | drb = ts - crb + th - tc + Y
|  |  |  | + Prtdrt + ∑Prdr | [26 empty] | drt = ts - crt +th - tc + Y
dr = tc - Y + D - Hc/2
(3) |  |  |  | Below Prb | [26 empty] | dc = ts + th - Y - tc/2
조건 |  |  |  | Pt + Psb + ∑Pr + Pw + Pst + Pc ³ (crb/ts)Ps +Prb+Prt | [26 empty] | dt = ts + th - Y + D + tt/2
dw = ts + th - Y + D/2
YPNA = |  |  |  | ts (Pt + Psb + ∑Pr + Pw + Pst + Pc - Prb - Prt) / Ps | [26 empty] | dst = ts + th - Y + Hst/2
dsb = ts + th - Y + D - Hsb/2
Mp = |  |  |  | (Y2 / 2 / ts ) Ps + Pcdc + Psbdsb + Pstdst + Pwdw + Ptdt + Prbdrb | [26 empty] | drb = Y - crb
|  |  |  | + Prtdrt + ∑Prdr | [26 empty] | drt = Y - crt
dr = ts + th - Y + D - Hc/2
(4) |  |  |  | At Prb | [26 empty] | dc = ts + th - Y - tc/2
조건 |  |  |  | Pt + Psb + ∑Pr+ Pw + Pst + Pc + Prb ³ (crb/ts)Ps + Prt | [26 empty] | dt = ts + th - Y + D + tt/2
dw = ts + th - Y + D/2
YPNA = |  |  |  | crb | [26 empty] | dst = ts + th - Y + Hst/2
dsb = ts + th - Y + D - Hsb/2
Mp = |  |  |  | (Y2 / 2 / ts ) Ps + Pcdc + Psbdsb + Pstdst + Pwdw + Ptdt + Prtdrt + ∑Prdr | [26 empty] | drt = Y - crt
dr = ts + th - Y + D - Hc/2
(5) |  |  |  | Above Prb | [26 empty] | dc = ts + th - Y - tc/2
조건 |  |  |  | Pt + Psb + ∑Pr + Pw + Pst + Pc + Prb ³ (crt/ts)Ps + Prt | [26 empty] | dt = ts + th - Y + D + tt/2
dw = ts + th - Y + D/2
YPNA = |  |  |  | ts (Pt + Psb + ∑Pr + Pw + Pst + Pc + Prb - Prt) / Ps | [26 empty] | dsb = ts + th - Y + D - Hsb/2
dst = ts + th - Y + Hst/2
Mp = |  |  |  | (Y2 / 2 / ts ) Ps + Pcdc + Psbdsb + Pstdst + Pwdw + Ptdt + Prbdrb | [26 empty] | drb = crb - Y
|  |  |  | + Prtdrt + ∑Prdr | [26 empty] | drt = Y - crt
dr = ts + th - Y + D - Hc/2
(6) |  |  |  | At Prt | [26 empty] | dc = ts + th - Y - tc/2
조건 |  |  |  | Pt + Psb + ∑Pr + Pw + Pst + Pc + Prb + Prt ³ (crt/ts)Ps | [26 empty] | dt = ts + th - Y + D + tt/2
dw = ts + th - Y + D/2
YPNA = |  |  |  | crt | [26 empty] | dsb = ts + th - Y + D - H2/2
dst = ts + th - Y + H1/2
Mp = |  |  |  | (Y2 / 2 / ts ) Ps + Pcdc + Psbdsb + Pstdst + Pwdw + Ptdt + Prbdrb + ∑Prdr | [26 empty] | drb =crb - Y
dr = ts + th - Y + D - Hc/2
(7) |  |  |  | Above Prt | [26 empty] | dc = ts + th - Y - tc/2
조건 |  |  |  | Pt + Psb + ∑Pr + Pw + Pst + Pc + Prb + Prt < (crt/ts)Ps | [26 empty] | dt = ts + th - Y + D + tt/2
dw = ts + th - Y + D/2
YPNA = |  |  |  | ts (Pt + Psb + ∑Pr + Pw + Pst + Pc + Prb + Prt) / Ps | [26 empty] | dsb = ts + th - Y + D - Hsb/2
dst = ts + th - Y + Hst/2
Mp = |  |  |  | (Y2 / 2 / ts ) Ps + Pcdc + Psbdsb + Pstdst + Pwdw + Ptdt + Prbdrb | [26 empty] | drb = crb - Y
|  |  |  | + Prtdrt + ∑Prdr | [26 empty] | drt = crt - Y
dr = ts + th - Y + D - Hc/2
· 부모멘트
| Location |  |  |  | 조건 / YPNA / MP | [25 empty] | Distance from YPNA to mems
(8) |  |  |  | In Web | [26 empty] | dc = D - Y + tc/2
조건 |  |  |  | Pc + Psb + ∑Pr + Pcon +(D-Hst)Pw/D ³ Pst + Pt + Prb + Prt | [26 empty] | dt = Y + tt/2
dst = Y - Hst/2
YPNA = |  |  |  | D/2 [(Pc + Psb + ∑Pr + Pcon - Pst - Pt - Prb - Prt) / Pw + 1] | [26 empty] | dsb = D - Y - Hsb/2
drb = Y + th + ts - crb
Mp = |  |  |  | Pw / 2 / D [Y2 + (D - Y)2] + Pcondcon + Pcdc + Psbdsb + Pstdst + Ptdt + Prbdrb | [26 empty] | drt = Y + th + ts - crt
|  |  |  | + Prtdrt + ∑Prdr | [26 empty] | dcon = D - Y - Hc/2
dr = D - Y - Hc/2
(9) |  |  |  | In Top Flange | [26 empty] | dc = tt - Y + D + tc/2
조건 |  |  |  | Pc + Psb + ∑Pr + Pcon + Pw + Pst + Pt ³ Prb + Prt | [26 empty] | dw = tt - Y + D/2
ds = ts/2 + th - tt + Y
YPNA = |  |  |  | tt/2 [(Pc + Psb + ∑Pr + Pcon + Pst + Pw - Prb - Prt) / Pt + 1] | [26 empty] | dsb = tt - Y + D - Hsb/2
dst = tt - Y + Hst/2
Mp = |  |  |  | Pt / 2 / tt [Y2 + (tt - Y)2] + Pcondcon + Pcdc + Psbdsb + Pstdst + Pwdw + Prbdrb | [26 empty] | drb = ts + th - crb - tt + Y
|  |  |  | + Prtdrt + ∑Prdr | [26 empty] | drt = ts - crt - tt + Y
dcon = dr = tt - Y + D - Hc/2
2) 우경 Cases
· 정모멘트
| Location |  |  |  | 조건 / YPNA / MP | [25 empty] | Distance from YPNA to mems
(a) |  |  |  | In Top Rib | [26 empty] | dc = Y + tc/2
조건 |  |  |  | Pt +Psb + ∑Pr + Pw + Pst ³ Pc + Ps + Prb + Prt | [26 empty] | dt = D - Y + tt/2
YPNA = |  |  |  | Pt + Psb + ∑Pr + Pw + Pst - Pc - Ps - Prb - Prt | [26 empty] | dsb = D - Y - Hsb/2
[7 empty] | 2Pw / D + 2 Pst / Hst | [23 empty] | ds = Y + th + ts/2
Mp = |  |  |  | Pst / 2 / Hst [Y2 + (Hst - Y)2] + Pcdc + Psbdsb + Pw /2 / D [Y2 + (D-Y)2] | [26 empty] | drt = Y + ts +th - crt
|  |  |  | + Ptdt + Psds + Prbdrb + Prtdrt + ∑Prdr | [26 empty] | drb = Y + th + ts - crb
dr = D - Y - Hc/2
| Location |  |  |  | 조건 / YPNA / MP | [25 empty] | Distance from YPNA to mems
(b) |  |  |  | In Bot Rib | [26 empty] | dc = D - Y + tc/2
조건 |  |  |  | Pc + Psb + (Hsb/Hc)Pcon + (Hsb/D)Pw ³ (D - Hsb)Pw/D + Pst + Pt + Prb + Prt | [26 empty] | dt = Y + tt/2
YPNA = |  |  |  | Pc + Pw + DPcon/Hc + (2D/Hsb - 1) Psb - Pt - Pst - Prb - Prt | [26 empty] | dst = Y - Hst/2
[7 empty] | 2Psb / Hsb + Pcon/Hc + 2 Pw / D | [23 empty] | drb = Y + th + ts - crb
Mp = |  |  |  | Psb / 2 / Hsb [(D-Y)2 + (Hsb -D+Y)2] + Pw /2 / D [Y2 + (D-Y)2] + Pcdc + Ptdt | [26 empty] | drt = Y + th + ts - crt
|  |  |  | + Pcon (D-Y)2 / 2 / Hc + Pstdst + Prbdrb + Prtdrt + ∑Prdr | [26 empty] | dr = D - Y - Hc/2
(c) |  |  |  | In Bot Con'c | [26 empty] | dc = D - Y + tc/2
조건 |  |  |  | Pc + Psb + Pcon + (Hc/D)Pw ³ (D - Hc)Pw/D + Pst + Pt + Prb + Prt | [26 empty] | dt = Y + tt/2
YPNA = |  |  |  | Pc + Pw + Psb + DPcon/Hc - Pt - Pst - Prb - Prt | [26 empty] | dst = Y - Hst/2
[7 empty] | Pcon/Hc + 2 Pw / D | [23 empty] | dsb = D - Y - Hsb/2
Mp = |  |  |  | Pw /2 / D [Y2 + (D-Y)2] + Pcon (D - Y)2 / 2 / Hc + Pcdc + Ptdt | [26 empty] | drb = Y + th + ts - crb
|  |  |  | + Pstdst +Psbdsb + Prbdrb + Prtdrt + ∑Prdr | [26 empty] | drt = Y + th + ts - crt
dr = D - Y - Hc/2
(d) |  |  |  | In Top Rib | [26 empty] | dc = D - Y + tc/2
조건 |  |  |  | Pc + Psb + ∑Pr+ Pcon + Pw + Pst ³ Pt + Prb + Prt | [26 empty] | dt = Y + tt/2
YPNA = |  |  |  | Pc + Psb + ∑Pr + Pcon + Pst + Pw - Pt - Prb - Prt | [26 empty] | dsb = D - Y - Hsb/2
[8 empty] | 2Pst/Hst + 2 Pw / D | [22 empty] | drb = Y + th + ts - crb
Mp = |  |  |  | Pw [Y2 + (D-Y)2] / 2 / D + Pst [Y2 - (Hst - Y)2]/ 2 / Hst + Pcdc + Ptdt | [26 empty] | drt = Y + th + ts - crt
|  |  |  | + Pcondcon + Psbdsb + Prbdrb + Prtdrt + ∑Prdr | [26 empty] | dcon = D - Y - Hc/2
dr = D - Y - Hc/2
7.2.2. My 항복모멘트 산정 | [42 empty] | 강.설 B.2.2
|  |  | ■ | 다음 식에서 MAD를 구한다
[8 empty] | Fyc |  | = |  | MD1 / Ssteel + MD2 / Sbot_con + MD3 / Slongterm + MAD_C / Sshortterm
[8 empty] | Fyt |  | = |  | MD1 / Ssteel + MD2 / Sbot_con + MD3 / Slongterm + MAD_T / Sshortterm
[8 empty] | MAD |  | = |  | min(MAD_C ; MAD_T)
[8 empty] | 여기서, |  |  |  | MD1 = 1.25(MDC1 + MDC2)
MD2 = 1.25MDC3
MD3 = 1.25MDC4 + 1.50MDW
|  |  | ■ | 다음을 My 계산한다
My = MD1 + MD2 + MD3 + MAD
7.2.3. 연성 요구조건 | [42 empty] | 강.설 4.3.3.1.7.3
|  |  | ■ | 공칭항복강도 690MPa 균질 합성단면 or 상부 및 하부플랜지의 공칭항복강도 690MPa
Dp ≤ 0.3Dt
|  |  | ■ | 그 밖의 단면인 경우
Dp ≤ 0.42Dt
여기서,
[8 empty] | Dt | = | 합성단면의 전체 높이
[8 empty] | Dp | = | 소성모멘트 상태어세 콘크리트 바닥판의 상단에서나 내부 con'c 하단에서 중립축까지의 거리
7.2.4. 콘크리트 응력 검토
|  |  | ■ | 콘크리트 종방향 응력을 : 0.6f'c 이하 | [38 empty] | 강.설 4.3.3.2.7.2
|  |  | ■ | 작용응력
[7 empty] | fdeck = |  |  | 1.25DC4 + 1.5DW + 1.8LL
n * Sdeck
[7 empty] | fbot = |  |  | 1.25DC3 |  |  |  | + | 1.25DC4 + 1.5DW + 1.8LL
[10 empty] | n * Sbot1 | [5 empty] | n * Sbot2
|  |  | ■ | 단기 탄성계수 n 사용 | [38 empty] | 강.설 4.3.3.1.1.1
n = E / Ec
7.2.5. Flexure checking
|  |  |  | Positive moment | [23 empty] | Negative moment
[5 empty] | Noncompact section | [15 empty] | Compact section
[5 empty] | 압축플랜지 |  |  |  |  | (강.설 4.3-254)
[5 empty] | fbu ≤ ΦfFnc | [15 empty] | (강.설 4.3-253) | [8 empty] | (강.설 4.3-263)
[5 empty] | 인장플랜지 |  |  |  |  | (강.설 4.3-255 & 4.3-264) | [10 empty] | Mu ≤ ΦfMn | [8 empty] | fbu ≤ ΦfFnc
fbu ≤ ΦfFnt
1) 플랜지 응력 (fbu) 산정
fbu = 1.25(DC1 + DC2) / Ssteel + 1.25DC3 / Sbot_con + (1.25DC4 + 1.5DW) / Slongterm + 1.8LL / Sshortterm
2) Fnc 산정 (Nominal flexural resistance of compression flange)
|  | In positive moment | [19 empty] | In negative moment
|  | (강.설 4.3.3.2.7.2(2)) | [19 empty] | (강.설 4.3.3.2.8.2(2))
|  | Fnc = RbRhFyc | [6 empty] | for Open flange | [12 empty] | Fnc = Fcb√[(1 - (fv / Φv / Fcv)2]
|  | Fnc = RbRhFycD | [6 empty] | for Box flange
|  |  |  | fv |  | = |  | T / (2A0 tf)
|  |  |  | Δ |  | = |  | √(1 - (fv / Fyc)2)
|  |  |  | T |  | = |  | 계수하중에 의한 내부토크
|  |  |  | A0 |  | = |  | 박스거더 단면의 폐합단면적
|  | ■ | Calculation of Rh (Hybrid factor) | [39 empty] | 강.설 4.3.3.1.1.10(1)
|  |  | Case | [18 empty] | Rh
|  |  | Fyw ≥ Fyf | [18 empty] | 1
|  |  | Otherwise | [18 empty] | [12+β(3ρ-ρ³)]/(12+2β)
|  |  |  | ρ |  | = |  | min(Fyw/fn ; 1.0)
|  |  |  | fn |  | = |  | max(Fyf, fbu)
|  |  |  | β |  | = |  | 2Dntw/Afn
|  |  |  | Dn |  | = |  | 단면의 탄성중립축으로 부터 양플린지 안쪽 면까지의 거리 중 큰값
|  |  |  | Afn |  | = |  | 플랜지 단면적과 Dn 방향에 위치한 플랜지 덮개판 면적의 합
|  | ■ | Calculation of Rb (Web load shedding factor) | [39 empty] | 강.설 4.3.3.1.1.10(2)
|  |  | Case | [18 empty] | Rb
|  |  | D/tw ≤ 150 (300) | [8 empty] | In Positive moment | [9 empty] | 1
bf/(2tf) ≤ 12
|  |  | bf ≤ D/6 | [8 empty] | In Positive moment | [9 empty] | 1
tf ≥ 1.1tw
|  |  | D/tw ≤ 0.95√(Ek/Fyc) | [8 empty] | 수평보강재 있음 | [9 empty] | 1
|  |  | 2Dc/tw ≤ λrw | [18 empty] | 1
|  |  | Otherwise | [18 empty] | 1 - [awc / (1200 + 300awc)] (2Dc / tw - λrw ) ≤ 1.0
Since the cross - section proportion limits are satisfied, so Rb is taken as 1.0
|  | ■ | Calculation of k - bend-buckling coefficient | [39 empty] | 강.설 4.3.3.1.1.9
|  |  | Case | [19 empty] | k
|  |  | - 양쭉단이 압축 경우 | [19 empty] | 7.2
- Otherwise
[5 empty] | 보강재 없음 | [17 empty] | 9/(Dc/D)²
[5 empty] | ds/Dc ≥ 0.4 | [17 empty] | 5.17/(ds/D)² ≥ 9/(Dc/D)²
[5 empty] | ds/Dc < 0.4 | [17 empty] | 11.64/[(Dc-ds)/D]²
|  |  |  | ds |  | = |  | 수평보강재 중심선과 압축플랜지 안쪽면사이의 거리
강.설 4.3.3.1.1.10(2)
|  | ■ | Calculation of awc
|  |  | Case | [19 empty] | awc
|  |  | 수평보강재 있음 | [22 empty] | 2Dctw
|  |  | 정모멘트 | [19 empty] | bfctfc + bsts(1 - fDC1/Fyc)/(3n)
|  |  | Otherwise | [19 empty] | 2Dctw/(bfctfc)
fDC1 = compression flange stress caused by factored permanent load applied before composite
|  | ■ | Calculation of Fcb | [38 empty] | 강.설 4.3.3.2.8.2(2)
|  |  | Case | [19 empty] | Fcb
|  |  | λf ≤ λp | [19 empty] | RbRhFycΔ
|  |  | λp < λf ≤ λr | [19 empty] | RbRhFyc[Δ - (Δ - (Δ - 0.3)/Rh) (λf - λp)/(λr - λp)]
|  |  | λr < λf | [19 empty] | 0.9ERbk/λf²
|  |  |  | λf |  | = |  | bfc / tfc |  |  |  | if 종리브 없음
|  |  |  | λf |  | = |  | w / tfc |  |  |  | if 종리브 있음
|  |  |  | λr |  | = |  | 0.95 √(Ek / (Δ - 0.3) / Fyc)
|  |  |  | λp |  | = |  | 0.57 √(Ek / Δ / Fyc)
|  |  |  | Δ |  | = |  | √(1 - (fv / Fyc)2)
|  |  |  | fv |  | = |  | T / (2A0 tf)
|  |  |  | T |  | = |  | 계수하중에 의한 내부토크
|  |  |  | A0 |  | = |  | 박스거더 단면의 폐합단면적
|  |  |  | w |  | = |  | 압축플랜지의 종방향보강재 폭 또는 웨브로부터 가장 가까운 종방향보강재까지의 거리 중 큰 값
|  | ■ | Calculation of Fcv (can be used the values from Constructibility) | [39 empty] | 강.설 4.3.3.2.8.2(2)
|  |  | Case | [19 empty] | Fcv
|  |  | λf ≤ 1.12√(Eks/Fyc) | [19 empty] | 0.58Fyc
|  |  | 1.12√(Eks/Fyc) < λf ≤ 1.40√(Eks/Fyc) | [19 empty] | 0.65√(FycEks)/λf
|  |  | λf > 1.40√(Eks/Fyc) | [19 empty] | 0.9Eks/λf²
|  | ■ | Calculation of k, ks - Plate-buckling coefficient (can be used the values from Constructibility)
|  |  | Case | [7 empty] | k | [11 empty] | ks
|  |  | 종리브 없음 | [7 empty] | 4 | [11 empty] | 5.34
|  |  | 종리브 있음 |  |  |  |  | n = 1 |  |  | 1.0 £ [8Is/(wtfc3)]1/3 £ 4.0 | [11 empty] | 5.34 + 2.84(Is/w/tfc3)1/3 | [8 empty] | ≤ 5.34
[8 empty] | n = 2 |  |  | 1.0 £ [0.894Is/(wtfc3)]1/3 £ 4.0 | [14 empty] | (n + 1)2
|  |  |  | n |  | = |  | 등간격인 종방향보강재의 수
|  |  |  | Is |  | = |  | 종리브 단면2차모멘트
|  |  |  | Dc |  | = |  | 탄성범위 내에서 웨브의 압축 측 높이
|  |  |  | ds |  | = |  | 수평보강재 중심선과 압축플랜지 안쪽면사이의 거리
|  |  |  | w |  | = |  | 압축플랜지의 종방향보강재 사이 폭 또는 웨브로부터 가장 가까운종방향보강재까지의 거리 중 큰 값
| 3) 공칭휨강도 Mn 산정 (Nominal flexural resistance) | [41 empty] | 강.설 4.3.3.1.7.1 (2)
| ■ | 공칭항복강도 485MPa 이하인 강재로 균질 합성단면 or 상부 및 하부플랜지의 공칭항복강도 485MPa
|  | Case | [20 empty] | Mn
|  | Dp £ 0.1Dt | [20 empty] | Mn = Mp
|  | Otherwise | [20 empty] | Mn = Mp(1.07 - 0.7Dp/Dt)
| ■ | 공칭항복강도 690MPa 강재로 균질 합성단면 or 상부 및 하부플랜지의 공칭항복강도 690MPa
|  | Case | [20 empty] | Mn
|  | Dp £ 0.1Dt | [20 empty] | Mn = Mp
|  | 0.1Dt < Dp £ 0.2Dt | [20 empty] | Mn = Mp(1.19 - 1.9Dp/Dt)
|  | Otherwise | [20 empty] | Mn = Mp(1.0 - 0.95Dp/Dt)
| ■ | 연속교의 경우 단며의 공칭휨강도는 다음 식을 만족해야한다
Mn ≤ 1.3RhMy
여기서,
|  |  |  | Mp |  | = |  | 소성모멘트
|  |  |  | My |  | = |  | 항복모멘트
|  |  |  | Dt |  | = |  | 합성단면의 전체높이
|  |  |  | Dp |  | = |  | 소성모멘트 상태어세 콘크리트 바닥판의 상단에서나 내부 con'c 하단에서 중립축까지의 거리
4) Fnt 산정 (Nominal flexural resistance of tension flange)
|  | Case | [20 empty] | Fnt
|  | Positive moment | [20 empty] | RhFytΔ | [19 empty] | 강.설 4.3.3.2.7.2 (2)
|  | Negative moment | [7 empty] | for Open flange | [12 empty] | RhFyt | [19 empty] | 강.설 4.3.3.2.8.3
[10 empty] | for Box flange | [12 empty] | RhFytΔ
| 5) Classification of compact or noncompact section | [41 empty] | 강.설 4.3.3.2.6.2 (2)
|  |  |  | a |  | = |  | 자간 중앙에서의 안접 박스 간 플랜지의 중심간격
|  |  |  | w |  | = |  | 같이 각 박스단면의 플랜지 중심간격
|  |  |  | b |  | = |  | 난간이나 연석을 포함한 바닥판의 내민부
|  |  |  | S |  | = |  | 웨브의 경사도
|  |  |  | Dcp |  | = |  | 소성모멘트 적용 시 압축을 받는 웨브의 높이
Dcp > 0 for the case the plastic neutral axis is in the web, others cases Dcp = 0
7.2.3. Web checking | [42 empty] | 강.설 4.3.3.2.9
Vui ≤ ΦvVn
|  |  |  | Vui |  | = |  | Vu/cosΦ
|  |  |  | Vu |  | = |  | 경사진 웨브 1개에 작용하는 계수하중에 의한 전단력
|  |  |  | Φ |  | = |  | 연직축에 대한 웨브의 경사각
|  |  | ■ | Calculation of Vn (Nominal shear resistance)
|  |  |  | Case | [16 empty] | Vn
|  |  |  | Unstiffened web | [16 empty] | C•Vp = C•0.58FywDtw | [21 empty] | 강.설 4.3.3.1.9.2
Stiffened web
[5 empty] | - End panels | [15 empty] | C•Vp = C•0.58FywDtw | [21 empty] | 강.설 4.3.3.1.9.3(3)
[5 empty] | - Interior panels | [37 empty] | 강.설 4.3.3.1.9.3(2)
[6 empty] | 2Dtw / (bfctfc + bfttft) ≤ 2.5 | [14 empty] | 0.58FywDtw [C + 0.87(1 - C) / √(1 + d02/ D2)]
[6 empty] | Otherwise | [14 empty] | 0.58FywDtw [C + 0.87(1 - C) / √(1 + d02/ D2 + d0/D)]
|  |  |  | ■ | Ratio of shear buckling resistance ( C ) 산정 | [37 empty] | 강.설 4.3.3.1.9.3(2)
|  |  |  | Case | [14 empty] | C
|  |  |  | D/tw ≤ 1.12√(Ek/Fyw) | [14 empty] | 1 | [8 empty] | (1)
|  |  |  | 1.12√(Ek/Fyw) < D/tw ≤ 1.40√(Ek/Fyw) | [14 empty] | 1.12/(D/tw)√(Ek/Fyw) | [8 empty] | (2)
|  |  |  | D/tw > 1.40√(Ek/Fyw) | [14 empty] | 1.57(Ek/Fyw)/(D/tw)2 | [8 empty] | (3)
|  |  |  | ■ | Calculation of k - shear-buckling ccoefficient
|  |  |  | Case | [14 empty] | k
|  |  |  | Unstiffened web | [14 empty] | 5
|  |  |  | Stiffened web | [14 empty] | 5+5/(d0/D)²
|  |  |  | ■ | Classification of stiffened web and unstiffened web | [37 empty] | ( ☞ 강.설 4.3.3.1.9.1(3))
|  |  |  | Case | [17 empty] | Classification
|  |  |  | 수직보강재 간격 d0 ≤ 3D and 수평보강재 없음 | [17 empty] | Stiffened web
|  |  |  | 수직보강재 간격 d0 ≤ 1.5D and 수평보강재 있음 | [17 empty] | Stiffened web
|  |  |  | Otherwise | [17 empty] | unstiffened web
Sectional checking in detail
1. Section: | [5 empty] | 1-1 | [38 empty] | Section | Station
[45 empty] | 1-1 | 31.9
[8 empty] | Description | [18 empty] | Symbol |  |  | Value | [6 empty] | Unit | [7 empty] | 2-2 | 71.9
[8 empty] | Station | [17 empty] | 16 |  |  |  | 31.9 | [6 empty] | m | [7 empty] | 3-3 | 81.9
[8 empty] | Positive / Negative moment | [21 empty] | Positive | [14 empty] | 4-4 | 91.9
[8 empty] | 상부플랜지 | [21 empty] | Compression | [14 empty] | 5-5 | 121.9
[8 empty] | 곡선 반경 (직선경우 R = 0) | [18 empty] | R |  |  | 0 | [6 empty] | m
[8 empty] | 철근 |  |  |  |  | - Top layer rebar in deck | [13 empty] | Art |  |  | 7655.2759 | [6 empty] | mm2
[13 empty] | - Bottom layer rebar in deck | [13 empty] | Arb |  |  | 5428.6721 | [6 empty] | mm2
[13 empty] | - Top of deck to top layer rebar | [13 empty] | crt |  |  | 50 | [6 empty] | mm
[13 empty] | - Top of deck to bottom layer rebar | [13 empty] | crb |  |  | 250 | [6 empty] | mm
[8 empty] | Top flange |  |  |  |  | - 개수 | [13 empty] | ntop |  |  | 2 | [6 empty] | mm
[13 empty] | - 폭 | [13 empty] | btop |  |  | 600 | [6 empty] | mm
[13 empty] | - 두께 | [13 empty] | ttop |  |  | 40 | [6 empty] | mm
[8 empty] | Bottom flange |  |  |  |  | - 폭 | [13 empty] | bbot |  |  | 1940 | [6 empty] | mm
[13 empty] | - 두께 | [13 empty] | tbot |  |  | 40 | [6 empty] | mm
[13 empty] | - Cantilever | [13 empty] | cbot |  |  | 120 | [6 empty] | mm
[8 empty] | Web |  |  |  |  | - Depth | [13 empty] | D |  |  | 2800 | [6 empty] | mm
[13 empty] | - Thickness | [13 empty] | tw |  |  | 12 | [6 empty] | mm
[13 empty] | - Slope | [13 empty] | S |  |  | 0.125 | [6 empty] | rad
[8 empty] | Deck |  |  |  |  | - Cantilever | [13 empty] | b |  |  | 1200 | [6 empty] | mm
[13 empty] | - Effective width | [13 empty] | bs |  |  | 5500 | [6 empty] | mm
[13 empty] | - w | [13 empty] | w |  |  | 2400 | [6 empty] | mm
[13 empty] | - a | [13 empty] | a |  |  | 3800 | [6 empty] | mm
[13 empty] | - Thickness | [13 empty] | ts |  |  | 290 | [6 empty] | mm
[13 empty] | - Haunch | [13 empty] | th |  |  | 0 | [6 empty] | mm
[13 empty] | - Total depth of girder | [13 empty] | Ht |  |  | 3130 | [6 empty] | mm
[8 empty] | Bottom con'c |  |  |  |  | - 높이 | [13 empty] | Hc |  |  | 0 | [6 empty] | mm
[13 empty] | - 면적 | [13 empty] | Acon |  |  | 0 | [6 empty] | mm2
[13 empty] | - Total rebar in bottom concrete | [13 empty] | Arcon |  |  | 0 | [6 empty] | mm2
[8 empty] | 보강지 |  |  |  |  | - 하부종리브 | [13 empty] | nsb |  |  | 2 | [6 empty] | mm
[27 empty] | Hsb |  |  | 160 | [6 empty] | mm
[27 empty] | tsb |  |  | 16 | [6 empty] | mm
[13 empty] | - 상부종리브 | [13 empty] | nst |  |  | 0 | [6 empty] | mm | [6 empty] | Hide this row
[27 empty] | Hst |  |  | 0 | [6 empty] | mm | [6 empty] | Hide this row
[27 empty] | tst |  |  | 0 | [6 empty] | mm | [6 empty] | Hide this row
[13 empty] | - 수평 보강재 개수 | [13 empty] | ns |  |  | 2
[13 empty] | - 수직 보강재 간격 | [13 empty] | d0 |  |  | 2500 | [6 empty] | mm
[8 empty] | 부재력 |  |  |  |  | - Moment | [13 empty] | DC1 |  |  | 11912.56 | [6 empty] | kNm
[27 empty] | DC2 |  |  | 25.2 | [6 empty] | kNm
[27 empty] | DC3 |  |  | 21961.12 | [6 empty] | kNm
[27 empty] | DC4 |  |  | 5291.55 | [6 empty] | kNm
[27 empty] | DW |  |  | 4644.61 | [6 empty] | kNm
[27 empty] | LLmax |  |  | 18634.91 | [6 empty] | kNm
[27 empty] | LLmin |  |  | -2093.64 | [6 empty] | kNm
[13 empty] | - Shear | [13 empty] | DC1 |  |  | 28.58 | [6 empty] | kN
[27 empty] | DC2 |  |  | 0.8 | [6 empty] | kN
[27 empty] | DC3 |  |  | 8.21 | [6 empty] | kN
[27 empty] | DC4 |  |  | 4.29 | [6 empty] | kN
[27 empty] | DW |  |  | 4.03 | [6 empty] | kN
[27 empty] | LLmax |  |  | 454.01 | [6 empty] | kN
[27 empty] | LLmin |  |  | -439.91 | [6 empty] | kN
[13 empty] | - Torsion | [13 empty] | DC1 |  |  | -2.04 | [6 empty] | kNm
[27 empty] | DC2 |  |  | 0 | [6 empty] | kNm
[27 empty] | DC3 |  |  | -15.59 | [6 empty] | kNm
[27 empty] | DC4 |  |  | 0.53 | [6 empty] | kNm
[27 empty] | DW |  |  | -1.08 | [6 empty] | kNm
[27 empty] | LLmax |  |  | 644.38 | [6 empty] | kNm
[27 empty] | LLmin |  |  | -597.45 | [6 empty] | kNm
[8 empty] | 단면개수 |  |  |  |  | - Stage 1: Steel only | [13 empty] | A1 |  |  | 198442.9651 | [6 empty] | mm2
[27 empty] | I1 |  |  | 294458361973.7598 | [6 empty] | mm4
[27 empty] | YU1 |  |  | 1685.8661 | [6 empty] | mm
[27 empty] | YL1 |  |  | 1194.1339 | [6 empty] | mm
[13 empty] | - Stage 2: Steel + Bottom concrete | [13 empty] | A2s |  |  | 198442.9651 | [6 empty] | mm2
[14 empty] | (Shottime) | [12 empty] | I2s |  |  | 294458361973.7598 | [6 empty] | mm4
[27 empty] | YU2s |  |  | 1685.8661 | [6 empty] | mm
[27 empty] | YL2s |  |  | 1194.1339 | [6 empty] | mm
[13 empty] | - Stage 2: Steel + Bottom concrete | [13 empty] | A2l |  |  | 198442.9651 | [6 empty] | mm2
[14 empty] | (Longtime) | [12 empty] | I2l |  |  | 294458361973.7598 | [6 empty] | mm4
[27 empty] | YU2l |  |  | 1685.8661 | [6 empty] | mm
[27 empty] | YL2l |  |  | 1194.1339 | [6 empty] | mm
[13 empty] | - Stage 3: Steel + deck | [13 empty] | A3s |  |  | 446354.6516 | [6 empty] | mm2
[14 empty] | (Shottime) | [12 empty] | I3s |  |  | 649687231067.524 | [6 empty] | mm4
[27 empty] | YU3s |  |  | 691.1937 | [6 empty] | mm
[27 empty] | YL3s |  |  | 2188.8063 | [6 empty] | mm
[13 empty] | - Stage 3: Steel + deck | [13 empty] | A3l |  |  | 281080.1939 | [6 empty] | mm2
[14 empty] | (Longterm) | [12 empty] | I3l |  |  | 482152011680.1017 | [6 empty] | mm4
[27 empty] | YU3l |  |  | 1159.3537 | [6 empty] | mm
[27 empty] | YL3l |  |  | 1720.6463 | [6 empty] | mm
[13 empty] | - Stage 4: Steel + Bottom concrete | [13 empty] | A4s |  |  | 211526.9131 | [6 empty] | mm2
[14 empty] | + Rebar (Shorttime) | [12 empty] | I4s |  |  | 334483056239.5226 | [6 empty] | mm4
[27 empty] | YU4s |  |  | 1574.3491 | [6 empty] | mm
[27 empty] | YL4s |  |  | 1305.6509 | [6 empty] | mm
[13 empty] | - Stage 4: Steel + Bottom concrete | [13 empty] | A4l |  |  | 202804.2811 | [6 empty] | mm2
[14 empty] | + Rebar (Longtime) | [12 empty] | I4l |  |  | 308371923533.2458 | [6 empty] | mm4
[27 empty] | YU4l |  |  | 1647.095 | [6 empty] | mm
[27 empty] | YL4l |  |  | 1232.905 | [6 empty] | mm
[8 empty] | 사 용 재 료 |  |  |  |  | - 강재 탄성계수 | [13 empty] | Es |  |  | 210000 | [6 empty] | MPa
[13 empty] | - 상부플랜지 항복강도 | [13 empty] | Fytop |  |  | 380 | [6 empty] | MPa
[13 empty] | - 하부플랜지항복강도 | [13 empty] | Fybot |  |  | 380 | [6 empty] | MPa
[13 empty] | - 상부리브 항복강도 | [13 empty] | Fyst |  |  | 380 | [6 empty] | MPa
[13 empty] | - 하부리브항복강도 | [13 empty] | Fysb |  |  | 380 | [6 empty] | MPa
[13 empty] | - 압축플랜지 항복강도 | [13 empty] | Fyc |  |  | 380 | [6 empty] | MPa
[13 empty] | - 인장플랜지 항복강도 | [13 empty] | Fyt |  |  | 380 | [6 empty] | MPa
[13 empty] | - Web 항복강도 | [13 empty] | Fyw |  |  | 355 | [6 empty] | MPa
[13 empty] | - 철근 항복강도 | [13 empty] | Fys |  |  | 400 | [6 empty] | MPa
[13 empty] | - Deck 콘크리트 기준압축강도 | [13 empty] | Fck |  |  | 35 | [6 empty] | MPa
[13 empty] | - Deck 콘크리트 탄성계수 | [13 empty] | Ecd |  |  | 32640.4101 | [6 empty] | MPa
[13 empty] | - Bottom 콘크리트 기준압축강도 | [13 empty] | Fck |  |  | 50 | [6 empty] | MPa
[13 empty] | - Bottom 콘크리트 탄성계수 | [13 empty] | Ecb |  |  | 36823.9253 | [6 empty] | MPa
7.2.1. YPNA, MP for plastic moment 산정
|  | Moment = |  |  |  |  | Positive |  |  |  |  | → |  | Tension flange = Bottom flange, Compression flange - Top flange
| ■ | Calculation the force by top flange, bottom flange, web, ribs, deck, rebar and bottom concrete
|  | Items | [7 empty] | Equation | [9 empty] | Detail | [15 empty] | Result |  |  |  |  | Unit
|  | Top flange | [7 empty] | Ptop |  | = | ntopbtopctopFytop | [6 empty] | 2 |  | * | 600 |  |  | * | 40 |  | * | 380 |  |  |  |  | = | 18240 |  |  |  |  | kN
|  | Bottom flange | [7 empty] | Pbot |  | = | bbottbotFybot | [6 empty] | 1940 |  |  | * | 40 |  | * | 380 | [7 empty] | = | 29488 |  |  |  |  | kN
|  | Web | [7 empty] | Pw |  | = | 2twD/cosΦFyw | [6 empty] | 2 | * | 12 |  | * | 2821.7902 |  |  | * | 355 | [5 empty] | = | 24041.6526 |  |  |  |  | kN
|  | Deck | [7 empty] | Ps |  | = | 0.85f'cbsts | [6 empty] | 0.85 * |  |  | 35 |  |  | * | 5500 |  |  | * | 290 |  |  |  | = | 47451.25 |  |  |  |  | kN
|  | Top Rib | [7 empty] | Pst |  | = | nstHsttstFyst | [6 empty] | 0 |  | * | 0 |  |  | * | 0 |  | * | 380 |  |  |  |  | = | 0 |  |  |  |  | kN
|  | Bottom Rib | [7 empty] | Psb |  | = | nsbHsbtsbFysb | [6 empty] | 2 |  | * | 160 |  |  | * | 16 |  | * | 380 |  |  |  |  | = | 1945.6 |  |  |  |  | kN
|  | Top layer rebar | [7 empty] | Prt |  | = | FyrArt | [6 empty] | 400 |  |  | * | 7655.2759 | [10 empty] | = | 3062.1104 |  |  |  |  | kN
|  | Bottom layer rebar | [7 empty] | Prb |  | = | FyrArb | [6 empty] | 400 |  |  | * | 5428.6721 | [10 empty] | = | 2171.4688 |  |  |  |  | kN
|  | Bottom con'c rebar | [7 empty] | ∑Pr |  | = | FyrArbot | [6 empty] | 400 |  |  | * | 0 | [10 empty] | = | 0 |  |  |  |  | kN
|  | Bottom con'c | [7 empty] | Pcon |  | = | 0.85f'cAbot | [6 empty] | 0.85 * |  |  | 50 |  |  | * | 0 | [7 empty] | = | 0 |  |  |  |  | kN
| ■ | Check the condition and find the location of PNA (for Positive moment)
|  | Case |  |  | Location |  |  |  |  | Conditon | [20 empty] | Result | [9 empty] | 분류
1000000000 |  | (1) |  |  | In web |  |  |  |  | Pt + Psb + ∑Pr + (D-2Hst)Pw/D ³ Pst + Pc + Ps + Prb + Prt | [20 empty] | 55475.2526 |  |  |  | < | 70924.8292
1000000000 |  | (a) |  |  | In Top Rib |  |  |  |  | Pt + Psb + ∑Pr + Pw + Pst ³ Pc + Ps + Prb + Prt | [20 empty] | 55475.2526 |  |  |  | < | 70924.8292
560 |  | (2) |  |  | In top flange |  |  |  |  | Pt + Psb + ∑Pr + Pw + Pst + Pc ³ Ps + Prb + Prt | [20 empty] | 73715.2526 |  |  |  | > | 52684.8292 |  |  |  |  | ◀
561 |  | (3) |  |  | Below Prb |  |  |  |  | Pt + Psb + ∑Pr + Pw + Pst + Pc ³ (crb/ts)Ps +Prb+Prt | [20 empty] | 73715.2526 |  |  |  | > | 46139.8292
562 |  | (4) |  |  | At Prb |  |  |  |  | Pt + Psb + ∑Pr + Pw + Pst + Pc + Prb ³ (crb/ts)Ps + Prt | [20 empty] | 75886.7214 |  |  |  | > | 43968.3604
563 |  | (5) |  |  | Above Prb |  |  |  |  | Pt + Psb + ∑Pr + Pw + Pst + Pc + Prb ³ (crt/ts)Ps + Prt | [20 empty] | 75886.7214 |  |  |  | > | 11243.3604
564 |  | (6) |  |  | At Prt |  |  |  |  | Pt + Psb + ∑Pr + Pw + Pst + Pc + Prb + Prt ³ (crt/ts)Ps | [20 empty] | 78948.8318 |  |  |  | > | 8181.25
1000000000 |  | (7) |  |  | Above Prt |  |  |  |  | Pt + Psb + ∑Pr + Pw + Pst + Pc + Prb + Prt < (crt/ts)Ps | [20 empty] | 78948.8318 |  |  |  | > | 8181.25
| ■ | Check the condition and find the location of PNA (for Negative moment) | [41 empty] | Hide this row
|  | Case |  | Location |  |  |  |  | Conditon | [21 empty] | Result | [9 empty] | 분류 |  |  | Hide this row
1000000000 |  | (b) |  | In Bot Rib |  |  |  |  | Pc+Psb+(Hsb/Hc)Pcon+(Hsb/D)Pw ³ (D-Hsb)Pw/D+Pst+Pt+Prb+Prt | [21 empty] | 32807.4087 |  |  |  | < | 46141.4231 | [7 empty] | Hide this row
1000000000 |  | (c) |  | In Bot Con'c |  |  |  |  | Pc+Psb+Pcon+(Hc/D)Pw ³ (D - Hc)Pw/D + Pst + Pt + Prb + Prt | [21 empty] | 31433.6 |  |  |  | < | 47515.2318 | [7 empty] | Hide this row
571 |  | (8) |  | In Web |  |  |  |  | Pc + Psb + ∑Pr + Pcon +(D-Hst)Pw/D ³ Pst + Pt + Prb + Prt | [21 empty] | 55475.2526 |  |  |  | > | 23473.5792 |  |  |  |  | ◀ |  |  | Hide this row
572 |  | (d) |  | In Top Rib |  |  |  |  | Pc + Psb + ∑Pr + Pcon + Pw + Pst ³ Pt + Prb + Prt | [21 empty] | 55475.2526 |  |  |  | > | 23473.5792 | [7 empty] | Hide this row
573 |  | (9) |  | In Top Flange |  |  |  |  | Pc + Psb + ∑Pr + Pcon + Pw + Pst + Pt ³ Prb + Prt | [21 empty] | 73715.2526 |  |  |  | > | 5233.5792 | [7 empty] | Hide this row
|  | → | Location of PNA | [6 empty] | = | In top flange | [5 empty] | Case = |  |  | (2)
| ■ | Ypna 와 Mp 산정
| ● | Case (1) In Web | [41 empty] | Hide this row
Hide this row
|  | YPNA |  |  | = |  | D/2 [(Pt + Psb + ∑Pr - Pst - Pc - Ps - Prb - Prt) / Pw + 1] | [36 empty] | Hide this row
[5 empty] | = |  | 2800 |  |  | *( | 29488 |  |  | + | 1945.6 |  |  | + | 0 |  |  | - | 0 |  |  | - | 18240 |  |  | - | 47451.25 |  |  | - | 2171.4688 |  |  | - | 3062.1104 |  |  | + 1) |  | Hide this row
[8 empty] | 2 | [15 empty] | 24041.6526 | [19 empty] | Hide this row
[5 empty] | = |  | -899.6639 | [36 empty] | Hide this row
Hide this row
| 소성모멘트 Mp = ∑Mpi = ∑Pidi | [42 empty] | Hide this row
| Components | [6 empty] | di (Distance from Ypna to components) 산정 | [28 empty] | Mpi = ∑Pidi | [6 empty] | Hide this row
| Top flange | [6 empty] | dc = Y + tc/2 | [8 empty] | = | -899.6639 |  |  | + | 40 |  | / | 2 | [6 empty] | = | -879.6639 |  |  |  | Pcdc |  | = | -16045.0698 |  |  |  | Hide this row
| Bottom flange | [6 empty] | dt = D - Y + tt/2 | [8 empty] | = | 2800 |  |  | - | -899.6639 |  |  | + | 40 |  | / | 2 |  |  | = | 3719.6639 |  |  |  | Ptdt |  | = | 109685.4494 |  |  |  | Hide this row
| Web | [6 empty] | dw = [Y2 + (D-Y)2]/2/D | [8 empty] | = | [-899.7² + (2800 - -899.7)² ]/2/2800 | [13 empty] | = | 2588.7336 |  |  |  | Pwdw |  | = | 62237.4341 |  |  |  | Hide this row
| Deck | [6 empty] | ds = Y + th + ts/2 | [8 empty] | = | -899.6639 |  |  | + | 0 |  | + | 290 |  |  | / | 2 |  |  | = | -754.6639 |  |  |  | Psds |  | = | -35809.746 |  |  |  | Hide this row
| Top Rib | [6 empty] | dst = Y - Hst/2 | [8 empty] | = | -899.6639 |  |  | - | 0 |  |  | / | 2 | [5 empty] | = | -899.6639 |  |  |  | Pstdst |  | = | 0 |  |  |  | Hide this row
| Bottom Rib | [6 empty] | dsb = D - Y - Hsb/2 | [8 empty] | = | 2800 |  |  | - | -899.6639 |  |  | - | 160 |  | / | 2 |  |  | = | 3619.6639 |  |  |  | Psbdsb |  | = | 7042.4181 |  |  |  | Hide this row
| Top layer rebar | [6 empty] | drt = Y + th + ts - crt | [8 empty] | = | -899.6639 |  |  | + | 0 |  | + | 290 |  |  | - | 50 |  |  | = | -659.6639 |  |  |  | Prtdrt |  | = | -2019.9637 |  |  |  | Hide this row
| Bottom layer rebar | [6 empty] | drb = Y + th + ts - crb | [8 empty] | = | -899.6639 |  |  | + | 0 |  | + | 290 |  |  | - | 250 |  |  | = | -859.6639 |  |  |  | Prbdrb |  | = | -1866.7334 |  |  |  | Hide this row
| Bottom con'c rebar | [42 empty] | Hide this row
| Bottom con'c | [6 empty] | dr = D - Y - Hc/2 | [8 empty] | = | 2800 |  |  | - | -899.6639 |  |  | - | 0 |  |  | / | 2 |  | = | 3699.6639 |  |  |  | ∑Prdr |  | = | 0 |  |  |  | Hide this row
[34 empty] | → Mp = ∑MPi |  |  |  |  | = | 123223.7889 |  |  |  | Hide this row
Hide this row
| ● | Case (a) In Top Rib | [41 empty] | Hide this row
|  | YPNA |  |  | = |  | Pt + Psb + ∑Pr + Pw + Pst - Pc - Ps - Prb - Prt | [36 empty] | Hide this row
[10 empty] | 2Pw / D + 2 Pst / Hst | [33 empty] | Hide this row
[5 empty] | = |  | 29488 |  |  | + | 1945.6 |  |  | + | 0 |  |  | + | 24041.6526 |  |  | + | 0 |  |  | - | 18240 |  |  | - | 47451.25 |  |  | - | 2171.4688 |  |  | - | 3062.1104 |  |  |  |  | Hide this row
[13 empty] | 2 * |  | 24041.6526 |  |  | / | 2800 |  |  | + 2 * |  |  | 0 |  |  | / | 0 | [14 empty] | Hide this row
[5 empty] | = |  | -899.6639 | [36 empty] | Hide this row
Hide this row
| 소성모멘트 Mp = ∑Mpi = ∑Pidi | [42 empty] | Hide this row
| Components | [6 empty] | di (Distance from Ypna to components) 산정 | [28 empty] | Mpi = ∑Pidi | [6 empty] | Hide this row
| Top flange | [6 empty] | dc = Y + tc/2 | [8 empty] | = | -899.6639 |  |  | + | 40 |  | / | 2 | [6 empty] | = | -879.6639 |  |  |  | Pcdc |  | = | -16045.0698 |  |  |  | Hide this row
| Bottom flange | [6 empty] | dt = D - Y + tt/2 | [8 empty] | = | 2800 |  |  | - | -899.6639 |  |  | + | 40 |  | / | 2 |  |  | = | 3719.6639 |  |  |  | Ptdt |  | = | 109685.4494 |  |  |  | Hide this row
| Web | [6 empty] | dw = [Y2 + (D-Y)2]/2/D | [8 empty] | = | [-899.7² + (2800 - -899.7)² ]/2/2800 | [13 empty] | = | 2588.7336 |  |  |  | Pwdw |  | = | 62237.4341 |  |  |  | Hide this row
| Deck | [6 empty] | ds = Y + th + ts/2 | [8 empty] | = | -899.6639 |  |  | + | 0 |  | + | 290 |  |  | / | 2 |  |  | = | -754.6639 |  |  |  | Psds |  | = | -35809.746 |  |  |  | Hide this row
| Top Rib | [6 empty] | dst = [Y2 + (Hst-Y)2]/2/Hst | [8 empty] | = | [-899.7² + (0 - -899.7)² ]/2/0 | [13 empty] | = | 0 |  |  |  | Pstdst |  | = | 0 |  |  |  | Hide this row
| Bottom Rib | [6 empty] | dsb = D - Y - Hsb/2 | [8 empty] | = | 2800 |  |  | - | -899.6639 |  |  | - | 160 |  | / | 2 |  |  | = | 3619.6639 |  |  |  | Psbdsb |  | = | 7042.4181 |  |  |  | Hide this row
| Top layer rebar | [6 empty] | drt = Y + th + ts - crt | [8 empty] | = | -899.6639 |  |  | + | 0 |  | + | 290 |  |  | - | 50 |  |  | = | -659.6639 |  |  |  | Prtdrt |  | = | -2019.9637 |  |  |  | Hide this row
| Bottom layer rebar | [6 empty] | drb = Y + th + ts - crb | [8 empty] | = | -899.6639 |  |  | + | 0 |  | + | 290 |  |  | - | 250 |  |  | = | -859.6639 |  |  |  | Prbdrb |  | = | -1866.7334 |  |  |  | Hide this row
| Bottom con'c rebar | [42 empty] | Hide this row
| Bottom con'c | [6 empty] | dr = D - Y - Hc/2 | [8 empty] | = | 2800 |  |  | - | -899.6639 |  |  | - | 0 |  |  | / | 2 |  | = | 3699.6639 |  |  |  | ∑Prdr |  | = | 0 |  |  |  | Hide this row
[34 empty] | → Mp = ∑MPi |  |  |  |  | = | 123223.7889 |  |  |  | Hide this row
Hide this row
| ● | Case (2) In top flange
|  | YPNA |  |  | = |  | tc/2 [(Pt + Psb + ∑Pr + Pw + Pst - Ps - Prb - Prt) / Pc + 1]
[5 empty] | = |  | 40 |  | *( | 29488 |  |  | + | 1945.6 |  |  | + | 0 |  |  | + | 24041.6526 |  |  | + | 0 |  |  | - | 47451.25 |  |  | - | 2171.4688 |  |  | - | 3062.1104 |  |  | + 1)
[7 empty] | 2 | [15 empty] | 18240
[5 empty] | = |  | 23.0597
소성모멘트 Mp = ∑Mpi = ∑Pidi
| Components | [6 empty] | di (Distance from Ypna to components) 산정 | [28 empty] | Mpi = ∑Pidi
| Top flange | [6 empty] | dc = [Y2 + (tc-Y)2]/2/tc | [8 empty] | = | [ 23.06² + (40 - 23.06)² ] / 2 / 40 | [13 empty] | = | 10.234 |  |  |  | Pcdc |  | = | 186.6689
| Bottom flange | [6 empty] | dt = tc + D - Y + tt/2 | [8 empty] | = | 40 |  | + | 2800 |  |  | - | 23.0597 |  |  | + | 40 |  | /2 | = | 2836.9403 |  |  |  | Ptdt |  | = | 83655.6963
| Web | [6 empty] | dw = tc - Y + D/2 | [8 empty] | = | 40 |  | - | 23.0597 |  |  | + | 2800 |  |  | / 2 |  |  |  | = | 1416.9403 |  |  |  | Pwdw |  | = | 34065.5871
| Deck | [6 empty] | ds = Y + th + ts/2 - tc | [8 empty] | = | 23.0597 |  |  | + | 0 |  | + | 290 |  |  | / 2 - |  | 40 |  | = | 128.0597 |  |  |  | Psds |  | = | 6076.5916
| Top Rib | [6 empty] | dst = tc - Y + Hst/2 | [8 empty] | = | 40 |  | - | 23.0597 |  |  | + | 0 |  |  | / 2 |  |  |  | = | 16.9403 |  |  |  | Pstdst |  | = | 0
| Bottom Rib | [6 empty] | dsb = tc - Y + D - Hsb/2 | [8 empty] | = | 40 |  | - | 23.0597 |  |  | + | 2800 |  |  | - | 160 |  | /2 | = | 2736.9403 |  |  |  | Psbdsb |  | = | 5324.9911
| Top layer rebar | [6 empty] | drt = ts - crt + th - tc + Y | [8 empty] | = | 290 |  |  | - | 50 |  | + | 0 |  | - 40 + 23.06 |  |  |  |  | = | 223.0597 |  |  |  | Prtdrt |  | = | 683.0333
| Bottom layer rebar | [6 empty] | drb = ts - crb + th - tc + Y | [8 empty] | = | 290 |  |  | - | 250 |  | + | 0 |  | - 40 + 23.06 |  |  |  |  | = | 23.0597 |  |  |  | Prbdrb |  | = | 50.0734
Bottom con'c rebar
| Bottom con'c | [6 empty] | dr = tc - Y + D - Hc/2 | [8 empty] | = | 40 |  | - | 23.0597 |  |  | + | 2800 |  |  | - | 0 |  | /2 | = | 2816.9403 |  |  |  | ∑Prdr |  | = | 0
[34 empty] | → Mp = ∑MPi |  |  |  |  | = | 130042.6417
| ● | Case (3) Below Prb | [41 empty] | Hide this row
|  | YPNA |  |  | = |  | ts (Pt + Psb + ∑Pr + Pw + Pst + Pc - Prb - Prt) / Ps | [36 empty] | Hide this row
[5 empty] | = |  | 290 |  |  | *( | 29488 |  |  | + | 1945.6 |  |  | + | 0 |  |  | + | 24041.6526 |  |  | + | 0 |  |  | + | 18240 |  |  | - | 2171.4688 |  |  | - | 3062.1104 |  |  | ) |  | Hide this row
[24 empty] | 47451.25 | [19 empty] | Hide this row
[5 empty] | = |  | 418.5282 | [36 empty] | Hide this row
Hide this row
| 소성모멘트 Mp = ∑Mpi = ∑Pidi | [42 empty] | Hide this row
| Components | [6 empty] | di (Distance from Ypna to components) 산정 | [28 empty] | Mpi = ∑Pidi | [6 empty] | Hide this row
| Top flange | [6 empty] | dc = ts + th - Y - tc/2 | [8 empty] | = | 290 |  |  | + | 0 |  | - | 418.5282 |  |  | - | 40 |  | /2 | = | -148.5282 |  |  |  | Pcdc |  | = | -2709.154 |  |  |  | Hide this row
| Bottom flange | [6 empty] | dt = ts + th - Y + D + tt/2 | [8 empty] | = |  | 290 + 0 - 418.53 + 2800 + 40 / 2 | [12 empty] | = | 2691.4718 |  |  |  | Ptdt |  | = | 79366.121 |  |  |  | Hide this row
| Web | [6 empty] | dw = ts + th - Y + D/2 | [8 empty] | = |  | 290 + 0 - 418.53 + 2800 / 2 | [12 empty] | = | 1271.4718 |  |  |  | Pwdw |  | = | 30568.2838 |  |  |  | Hide this row
| Deck | [6 empty] | ds = Y2 / 2 / ts | [8 empty] | = |  | 418.5282 |  |  | ² / 2 / |  |  | 290 | [6 empty] | = | 302.0101 |  |  |  | Psds |  | = | 14330.7551 |  |  |  | Hide this row
| Top Rib | [6 empty] | dst = ts + th - Y + Hst/2 | [8 empty] | = |  | 290 + 0 - 418.53 + 0 / 2 | [12 empty] | = | -128.5282 |  |  |  | Pstdst |  | = | 0 |  |  |  | Hide this row
| Bottom Rib | [6 empty] | dsb = ts +th -Y +D -Hsb/2 | [8 empty] | = |  | 290 + 0 - 418.53 + 2800 - 160 / 2 | [12 empty] | = | 2591.4718 |  |  |  | Psbdsb |  | = | 5041.9676 |  |  |  | Hide this row
| Top layer rebar | [6 empty] | drt = Y - crt | [8 empty] | = |  | 418.5282 |  |  | - | 50 | [8 empty] | = | 368.5282 |  |  |  | Prtdrt |  | = | 1128.474 |  |  |  | Hide this row
| Bottom layer rebar | [6 empty] | drb = Y - crb | [8 empty] | = |  | 418.5282 |  |  | - | 250 | [8 empty] | = | 168.5282 |  |  |  | Prbdrb |  | = | 365.9537 |  |  |  | Hide this row
| Bottom con'c rebar | [42 empty] | Hide this row
| Bottom con'c | [6 empty] | dr = ts + th - Y + D - Hc/2 | [8 empty] | = |  | 290 + 0 - 418.53 + 2800 - 0 / 2 | [12 empty] | = | 2671.4718 |  |  |  | ∑Prdr |  | = | 0 |  |  |  | Hide this row
[34 empty] | → Mp = ∑MPi |  |  |  |  | = | 128092.4011 |  |  |  | Hide this row
Hide this row
| ● | Case (4) At Prb | [41 empty] | Hide this row
|  | YPNA |  |  | = |  | crb | [36 empty] | Hide this row
[5 empty] | = |  | 250 | [36 empty] | Hide this row
Hide this row
| 소성모멘트 Mp = ∑Mpi = ∑Pidi | [42 empty] | Hide this row
| Components | [6 empty] | di (Distance from Ypna to components) 산정 | [28 empty] | Mpi = ∑Pidi | [6 empty] | Hide this row
| Top flange | [6 empty] | dc = ts + th - Y - tc/2 | [8 empty] | = | 290 |  |  | + | 0 |  | - | 250 |  |  | - | 40 |  | /2 | = | 20 |  |  |  | Pcdc |  | = | 364.8 |  |  |  | Hide this row
| Bottom flange | [6 empty] | dt = ts + th - Y + D + tt/2 | [8 empty] | = |  | 290 + 0 - 250 + 2800 + 40 / 2 | [12 empty] | = | 2860 |  |  |  | Ptdt |  | = | 84335.68 |  |  |  | Hide this row
| Web | [6 empty] | dw = ts + th - Y + D/2 | [8 empty] | = |  | 290 + 0 - 250 + 2800 / 2 | [12 empty] | = | 1440 |  |  |  | Pwdw |  | = | 34619.9798 |  |  |  | Hide this row
| Deck | [6 empty] | ds = Y2 / 2 / ts | [8 empty] | = |  | 250 |  |  | ² / 2 / |  |  | 290 | [6 empty] | = | 107.7586 |  |  |  | Psds |  | = | 5113.2812 |  |  |  | Hide this row
| Top Rib | [6 empty] | dst = ts + th - Y + Hst/2 | [8 empty] | = |  | 290 + 0 - 250 + 0 / 2 | [12 empty] | = | 40 |  |  |  | Pstdst |  | = | 0 |  |  |  | Hide this row
| Bottom Rib | [6 empty] | dsb = ts +th -Y +D -Hsb/2 | [8 empty] | = |  | 290 + 0 - 250 + 2800 - 160 / 2 | [12 empty] | = | 2760 |  |  |  | Psbdsb |  | = | 5369.856 |  |  |  | Hide this row
| Top layer rebar | [6 empty] | drt = Y - crt | [8 empty] | = |  | 250 |  |  | - | 50 | [8 empty] | = | 200 |  |  |  | Prtdrt |  | = | 612.4221 |  |  |  | Hide this row
| Bottom layer rebar | [6 empty] | drb = 0 | [8 empty] | = | [14 empty] | = | 0 |  |  |  | Prbdrb |  | = | 0 |  |  |  | Hide this row
| Bottom con'c rebar | [42 empty] | Hide this row
| Bottom con'c | [6 empty] | dr = ts + th - Y + D - Hc/2 | [8 empty] | = |  | 290 + 0 - 250 + 2800 - 0 / 2 | [12 empty] | = | 2840 |  |  |  | ∑Prdr |  | = | 0 |  |  |  | Hide this row
[34 empty] | → Mp = ∑MPi |  |  |  |  | = | 130416.0191 |  |  |  | Hide this row
Hide this row
| ● | Case (5) Above Prb | [41 empty] | Hide this row
|  | YPNA |  |  | = |  | ts (Pt + Psb + ∑Pr + Pw + Pst + Pc + Prb - Prt) / Ps | [36 empty] | Hide this row
[5 empty] | = |  | 290 |  |  | *( | 29488 |  |  | + | 1945.6 |  |  | + | 0 |  |  | + | 24041.6526 |  |  | + | 0 |  |  | + | 18240 |  |  | + | 2171.4688 |  |  | - | 3062.1104 |  |  | ) |  | Hide this row
[24 empty] | 47451.25 | [19 empty] | Hide this row
[5 empty] | = |  | 445.0702 | [36 empty] | Hide this row
Hide this row
| 소성모멘트 Mp = ∑Mpi = ∑Pidi | [42 empty] | Hide this row
| Components | [6 empty] | di (Distance from Ypna to components) 산정 | [28 empty] | Mpi = ∑Pidi | [6 empty] | Hide this row
| Top flange | [6 empty] | dc = ts + th - Y - tc/2 | [8 empty] | = | 290 |  |  | + | 0 |  | - | 445.0702 |  |  | - | 40 |  | /2 | = | -175.0702 |  |  |  | Pcdc |  | = | -3193.2804 |  |  |  | Hide this row
| Bottom flange | [6 empty] | dt = ts + th - Y + D + tt/2 | [8 empty] | = |  | 290 + 0 - 445.07 + 2800 + 40 / 2 | [12 empty] | = | 2664.9298 |  |  |  | Ptdt |  | = | 78583.45 |  |  |  | Hide this row
| Web | [6 empty] | dw = ts + th - Y + D/2 | [8 empty] | = |  | 290 + 0 - 445.07 + 2800 / 2 | [12 empty] | = | 1244.9298 |  |  |  | Pwdw |  | = | 29930.1698 |  |  |  | Hide this row
| Deck | [6 empty] | ds = Y2 / 2 / ts | [8 empty] | = |  | 445.0702 |  |  | ² / 2 / |  |  | 290 | [6 empty] | = | 341.5301 |  |  |  | Psds |  | = | 16206.032 |  |  |  | Hide this row
| Top Rib | [6 empty] | dst = ts + th - Y + Hst/2 | [8 empty] | = |  | 290 + 0 - 445.07 + 0 / 2 | [12 empty] | = | -155.0702 |  |  |  | Pstdst |  | = | 0 |  |  |  | Hide this row
| Bottom Rib | [6 empty] | dsb = ts +th -Y +D -Hsb/2 | [8 empty] | = |  | 290 + 0 - 445.07 + 2800 - 160 / 2 | [12 empty] | = | 2564.9298 |  |  |  | Psbdsb |  | = | 4990.3274 |  |  |  | Hide this row
| Top layer rebar | [6 empty] | drt = Y - crt | [8 empty] | = |  | 445.0702 |  |  | - | 50 | [8 empty] | = | 395.0702 |  |  |  | Prtdrt |  | = | 1209.7485 |  |  |  | Hide this row
| Bottom layer rebar | [6 empty] | drb = crb - Y | [8 empty] | = |  | 250 |  |  | - | 445.0702 | [8 empty] | = | 195.0702 |  |  |  | Prbdrb |  | = | 423.5889 |  |  |  | Hide this row
| Bottom con'c rebar | [42 empty] | Hide this row
| Bottom con'c | [6 empty] | dr = ts + th - Y + D - Hc/2 | [8 empty] | = |  | 290 + 0 - 445.07 + 2800 - 0 / 2 | [12 empty] | = | 2644.9298 |  |  |  | ∑Prdr |  | = | 0 |  |  |  | Hide this row
[34 empty] | → Mp = ∑MPi |  |  |  |  | = | 128150.0363 |  |  |  | Hide this row
Hide this row
| ● | Case (6) At Prt | [41 empty] | Hide this row
|  | YPNA |  |  | = |  | crt | [36 empty] | Hide this row
[5 empty] | = |  | 50 | [36 empty] | Hide this row
Hide this row
| 소성모멘트 Mp = ∑Mpi = ∑Pidi | [42 empty] | Hide this row
| Components | [6 empty] | di (Distance from Ypna to components) 산정 | [28 empty] | Mpi = ∑Pidi | [6 empty] | Hide this row
| Top flange | [6 empty] | dc = ts + th - Y - tc/2 | [8 empty] | = | 290 |  |  | + | 0 |  | - | 50 |  |  | - | 40 |  | /2 | = | 220 |  |  |  | Pcdc |  | = | 4012.8 |  |  |  | Hide this row
| Bottom flange | [6 empty] | dt = ts + th - Y + D + tt/2 | [8 empty] | = |  | 290 + 0 - 50 + 2800 + 40 / 2 | [12 empty] | = | 3060 |  |  |  | Ptdt |  | = | 90233.28 |  |  |  | Hide this row
| Web | [6 empty] | dw = ts + th - Y + D/2 | [8 empty] | = |  | 290 + 0 - 50 + 2800 / 2 | [12 empty] | = | 1640 |  |  |  | Pwdw |  | = | 39428.3103 |  |  |  | Hide this row
| Deck | [6 empty] | ds = Y2 / 2 / ts | [8 empty] | = |  | 50 |  |  | ² / 2 / |  |  | 290 | [6 empty] | = | 4.3103 |  |  |  | Psds |  | = | 204.5313 |  |  |  | Hide this row
| Top Rib | [6 empty] | dst = ts + th - Y + Hst/2 | [8 empty] | = |  | 290 + 0 - 50 + 0 / 2 | [12 empty] | = | 430 |  |  |  | Pstdst |  | = | 0 |  |  |  | Hide this row
| Bottom Rib | [6 empty] | dsb = ts +th -Y +D -Hsb/2 | [8 empty] | = |  | 290 + 0 - 50 + 2800 - 160 / 2 | [12 empty] | = | 2960 |  |  |  | Psbdsb |  | = | 5758.976 |  |  |  | Hide this row
| Top layer rebar | [6 empty] | drt = 0 | [8 empty] | = | [14 empty] | = | 0 |  |  |  | Prtdrt |  | = | 0 |  |  |  | Hide this row
| Bottom layer rebar | [6 empty] | drb = crb - Y | [8 empty] | = |  | 250 |  |  | - | 50 | [8 empty] | = | 200 |  |  |  | Prbdrb |  | = | 434.2938 |  |  |  | Hide this row
| Bottom con'c rebar | [42 empty] | Hide this row
| Bottom con'c | [6 empty] | dr = ts + th - Y + D - Hc/2 | [8 empty] | = |  | 290 + 0 - 50 + 2800 - 0 / 2 | [12 empty] | = | 3040 |  |  |  | ∑Prdr |  | = | 0 |  |  |  | Hide this row
[34 empty] | → Mp = ∑MPi |  |  |  |  | = | 140072.1913 |  |  |  | Hide this row
Hide this row
| ● | Case (7) Above Prt | [41 empty] | Hide this row
|  | YPNA |  |  | = |  | ts (Pt + Psb + ∑Pr + Pw + Pst + Pc + Prb + Prt) / Ps | [36 empty] | Hide this row
[5 empty] | = |  | 290 |  |  | *( | 29488 |  |  | + | 1945.6 |  |  | + | 0 |  |  | + | 24041.6526 |  |  | + | 0 |  |  | + | 18240 |  |  | + | 2171.4688 |  |  | + | 3062.1104 |  |  | ) |  | Hide this row
[24 empty] | 47451.25 | [19 empty] | Hide this row
[5 empty] | = |  | 482.4986 | [36 empty] | Hide this row
Hide this row
| 소성모멘트 Mp = ∑Mpi = ∑Pidi | [42 empty] | Hide this row
| Components | [6 empty] | di (Distance from Ypna to components) 산정 | [28 empty] | Mpi = ∑Pidi | [6 empty] | Hide this row
| Top flange | [6 empty] | dc = ts + th - Y - tc/2 | [8 empty] | = | 290 |  |  | + | 0 |  | - | 482.4986 |  |  | - | 40 |  | /2 | = | -212.4986 |  |  |  | Pcdc |  | = | -3875.9743 |  |  |  | Hide this row
| Bottom flange | [6 empty] | dt = ts + th - Y + D + tt/2 | [8 empty] | = |  | 290 + 0 - 482.5 + 2800 + 40 / 2 | [12 empty] | = | 2627.5014 |  |  |  | Ptdt |  | = | 77479.7616 |  |  |  | Hide this row
| Web | [6 empty] | dw = ts + th - Y + D/2 | [8 empty] | = |  | 290 + 0 - 482.5 + 2800 / 2 | [12 empty] | = | 1207.5014 |  |  |  | Pwdw |  | = | 29030.3294 |  |  |  | Hide this row
| Deck | [6 empty] | ds = Y2 / 2 / ts | [8 empty] | = |  | 482.4986 |  |  | ² / 2 / |  |  | 290 | [6 empty] | = | 401.3877 |  |  |  | Psds |  | = | 19046.35 |  |  |  | Hide this row
| Top Rib | [6 empty] | dst = ts + th - Y + Hst/2 | [8 empty] | = |  | 290 + 0 - 482.5 + 0 / 2 | [12 empty] | = | -192.4986 |  |  |  | Pstdst |  | = | 0 |  |  |  | Hide this row
| Bottom Rib | [6 empty] | dsb = ts +th -Y +D -Hsb/2 | [8 empty] | = |  | 290 + 0 - 482.5 + 2800 - 160 / 2 | [12 empty] | = | 2527.5014 |  |  |  | Psbdsb |  | = | 4917.5067 |  |  |  | Hide this row
| Top layer rebar | [6 empty] | drt = crt - Y | [8 empty] | = |  | 50 |  |  | - | 482.4986 | [8 empty] | = | 432.4986 |  |  |  | Prtdrt |  | = | 1324.3584 |  |  |  | Hide this row
| Bottom layer rebar | [6 empty] | drb = crb - Y | [8 empty] | = |  | 250 |  |  | - | 482.4986 | [8 empty] | = | 232.4986 |  |  |  | Prbdrb |  | = | 504.8634 |  |  |  | Hide this row
| Bottom con'c rebar | [42 empty] | Hide this row
| Bottom con'c | [6 empty] | dr = ts + th - Y + D - Hc/2 | [8 empty] | = |  | 290 + 0 - 482.5 + 2800 - 0 / 2 | [12 empty] | = | 2607.5014 |  |  |  | ∑Prdr |  | = | 0 |  |  |  | Hide this row
[34 empty] | → Mp = ∑MPi |  |  |  |  | = | 128427.1953 |  |  |  | Hide this row
Hide this row
| ● | Case (b) In Bot Rib | [41 empty] | Hide this row
|  | YPNA |  |  | = |  | Pc + Pw + DPcon/Hc + (2D/Hsb - 1) Psb - Pt - Pst - Prb - Prt | [36 empty] | Hide this row
[11 empty] | 2Psb / Hsb + Pcon/Hc + 2 Pw / D | [32 empty] | Hide this row
[5 empty] | = | 29488 + 24041.7 + 2800 * 0 / 0 + (2 * 2800 / 0 - 1) *1945.6 - 18240 - 0 - 3062.1 - 2171.5 | [37 empty] | Hide this row
[11 empty] | 2 * 1945.6 /160 + 0 / 0 + 2 * 24041.7 / 2800 | [32 empty] | Hide this row
[5 empty] | = |  | 2318.6412 | [36 empty] | Hide this row
Hide this row
| 소성모멘트 Mp = ∑Mpi = ∑Pidi | [42 empty] | Hide this row
| Components | [6 empty] | di (Distance from Ypna to components) 산정 | [28 empty] | Mpi = ∑Pidi | [6 empty] | Hide this row
| Top flange | [6 empty] | dt = Y + tt/2 | [8 empty] | = |  | 2318.6412 |  |  | + | 40 |  | / 2 | [6 empty] | = | 2338.6412 |  |  |  | Pcdc |  | = | 42656.8158 |  |  |  | Hide this row
| Bottom flange | [6 empty] | dc = D - Y + tc/2 | [8 empty] | = |  | 2800 |  |  | - | 2318.6412 |  |  | + | 40 |  | / 2 |  |  | = | 501.3588 |  |  |  | Ptdt |  | = | 14784.0678 |  |  |  | Hide this row
| Web | [6 empty] | dw = [Y2+(D-Y)2]/2/D | [8 empty] | = |  | [2318.6² + (2800 - 2318.6)²]/2/2800 | [12 empty] | = | 1001.3935 |  |  |  | Pwdw |  | = | 24075.1537 |  |  |  | Hide this row
| Deck | [42 empty] | Hide this row
| Top Rib | [6 empty] | dst = Y - Hst/2 | [8 empty] | = |  | 2318.6412 |  |  | - | 0 |  |  | / 2 | [5 empty] | = | 2318.6412 |  |  |  | Pstdst |  | = | 0 |  |  |  | Hide this row
| Bottom Rib | [6 empty] | dsb = [(D-Y)2+(Hsb-D+Y)2/2/Hsb | [23 empty] | = | 1046.8055 |  |  |  | Psbdsb |  | = | 2036.6647 |  |  |  | Hide this row
| Top layer rebar | [6 empty] | drt = Y + th + ts - crt | [8 empty] | = |  | 2318.6412 |  |  | + | 0 |  | + | 290 |  |  | - | 50 |  | = | 2558.6412 |  |  |  | Prtdrt |  | = | 7834.8418 |  |  |  | Hide this row
| Bottom layer rebar | [6 empty] | drb = Y + th + ts - crb | [8 empty] | = |  | 2318.6412 |  |  | + | 0 |  | + | 290 |  |  | - | 250 |  | = | 2358.6412 |  |  |  | Prbdrb |  | = | 5121.7159 |  |  |  | Hide this row
| Bottom con'c rebar | [6 empty] | dr = D - Y - Hc/2 | [8 empty] | = |  | 2800 |  |  | - | 2318.6412 |  |  | - | 0 |  |  | / 2 |  | = | 481.3588 |  |  |  | Pcondcon |  | = | 0 |  |  |  | Hide this row
| Bottom con'c | [6 empty] | dcon = (D-Y)2/2/Hc | [8 empty] | = | ( | 2800 |  |  | - | 2318.6412 |  |  | )² / 2 / |  |  | 0 |  |  | = | #DIV/0! |  |  |  | ∑Prdr |  | = | #DIV/0! |  |  |  | Hide this row
[34 empty] | → Mp = ∑MPi |  |  |  |  | = | #DIV/0! |  |  |  | Hide this row
Hide this row
| ● | Case (c) In Bot Con'c | [41 empty] | Hide this row
|  | YPNA |  |  | = |  | Pc + Pw + Psb + DPcon/Hc - Pt - Pst - Prb - Prt | [36 empty] | Hide this row
[10 empty] | Pcon/Hc + 2 Pw / D | [33 empty] | Hide this row
[5 empty] | = |  | 29488 + 24041.7 + 1945.6 + 2800 * 0 / 0 - 18240 - 0 - 3062.1 - 2171.5 | [36 empty] | Hide this row
[15 empty] | 0 / 0 + 2 * 24041.7 / 2800 | [28 empty] | Hide this row
[5 empty] | = |  | 1863.5301 | [36 empty] | Hide this row
Hide this row
| 소성모멘트 Mp = ∑Mpi = ∑Pidi | [42 empty] | Hide this row
| Components | [6 empty] | di (Distance from Ypna to components) 산정 | [28 empty] | Mpi = ∑Pidi | [6 empty] | Hide this row
| Top flange | [6 empty] | dt = Y + tt/2 | [8 empty] | = |  | 1863.5301 |  |  | + | 40 |  | / 2 | [6 empty] | = | 1883.5301 |  |  |  | Pcdc |  | = | 34355.5886 |  |  |  | Hide this row
| Bottom flange | [6 empty] | dc = D - Y + tc/2 | [8 empty] | = |  | 2800 |  |  | - | 1863.5301 |  |  | + | 40 |  | / 2 |  |  | = | 956.4699 |  |  |  | Ptdt |  | = | 28204.385 |  |  |  | Hide this row
| Web | [6 empty] | dw = [Y2+(D-Y)2]/2/D | [8 empty] | = |  | [1863.5² + (2800 - 2318.6)²]/2/2800 | [12 empty] | = | 776.7358 |  |  |  | Pwdw |  | = | 18674.0114 |  |  |  | Hide this row
| Deck | [42 empty] | Hide this row
| Top Rib | [6 empty] | dst = Y - Hst/2 | [8 empty] | = |  | 1863.5301 |  |  | - | 0 |  |  | / 2 | [5 empty] | = | 1863.5301 |  |  |  | Pstdst |  | = | 0 |  |  |  | Hide this row
| Bottom Rib | [6 empty] | dsb = D - Y -Hsb/2 | [8 empty] | = |  | 2800 |  |  | - | 1863.5301 |  |  | - | 160 |  |  | / 2 |  | = | 856.4699 |  |  |  | Psbdsb |  | = | 1666.3479 |  |  |  | Hide this row
| Top layer rebar | [6 empty] | drt = Y + th + ts - crt | [8 empty] | = |  | 1863.5301 |  |  | + | 0 |  | + | 290 |  |  | - | 50 |  | = | 2103.5301 |  |  |  | Prtdrt |  | = | 6441.2412 |  |  |  | Hide this row
| Bottom layer rebar | [6 empty] | drb = Y + th + ts - crb | [8 empty] | = |  | 1863.5301 |  |  | + | 0 |  | + | 290 |  |  | - | 250 |  | = | 1903.5301 |  |  |  | Prbdrb |  | = | 4133.4563 |  |  |  | Hide this row
| Bottom con'c rebar | [6 empty] | dr = D - Y - Hc/2 | [8 empty] | = |  | 2800 |  |  | - | 1863.5301 |  |  | - | 0 |  |  | / 2 |  | = | 936.4699 |  |  |  | Pcondcon |  | = | 0 |  |  |  | Hide this row
| Bottom con'c | [6 empty] | dcon = (D-Y)2/2/Hc | [8 empty] | = | ( | 2800 |  |  | - | 1863.5301 |  |  | )² / 2 / |  |  | 0 |  |  | = | #DIV/0! |  |  |  | ∑Prdr |  | = | #DIV/0! |  |  |  | Hide this row
[34 empty] | → Mp = ∑MPi |  |  |  |  | = | #DIV/0! |  |  |  | Hide this row
Hide this row
| ● | Case (8) In Web | [41 empty] | Hide this row
|  | YPNA |  |  | = |  | D/2 [(Pc + Psb + ∑Pr + Pcon - Pst - Pt - Prb - Prt) / Pw + 1] | [36 empty] | Hide this row
[5 empty] | = | [ | 29488 |  |  | + | 1945.6 |  |  | + | 0 |  |  | + | 0 |  |  | - | 0 |  |  | - | 18240 |  |  | - | 3062.1104 |  |  | - | 2171.4688 |  |  | +1]* |  | 2800 |  |  |  | Hide this row
[19 empty] | 24041.6526 | [20 empty] | 2 |  |  |  | Hide this row
[5 empty] | = |  | 1863.5301 | [36 empty] | Hide this row
Hide this row
| 소성모멘트 Mp = ∑Mpi = ∑Pidi | [42 empty] | Hide this row
| Components | [6 empty] | di (Distance from Ypna to components) 산정 | [28 empty] | Mpi = ∑Pidi | [6 empty] | Hide this row
| Top flange | [6 empty] | dt = Y + tt/2 | [8 empty] | = |  | 1863.5301 |  |  | + | 40 |  | / 2 | [6 empty] | = | 1883.5301 |  |  |  | Pcdc |  | = | 34355.5886 |  |  |  | Hide this row
| Bottom flange | [6 empty] | dc = D - Y + tc/2 | [8 empty] | = |  | 2800 |  |  | - | 1863.5301 |  |  | + | 40 |  | / 2 |  |  | = | 956.4699 |  |  |  | Ptdt |  | = | 28204.385 |  |  |  | Hide this row
| Web | [6 empty] | dw = [Y2+(D-Y)2]/2/D | [8 empty] | = |  | [1863.5² + (2800 - 2318.6)²]/2/2800 | [12 empty] | = | 776.7358 |  |  |  | Pwdw |  | = | 18674.0114 |  |  |  | Hide this row
| Deck | [42 empty] | Hide this row
| Top Rib | [6 empty] | dst = Y - Hst/2 | [8 empty] | = |  | 1863.5301 |  |  | - | 0 |  |  | / 2 | [5 empty] | = | 1863.5301 |  |  |  | Pstdst |  | = | 0 |  |  |  | Hide this row
| Bottom Rib | [6 empty] | dsb = D - Y -Hsb/2 | [8 empty] | = |  | 2800 |  |  | - | 1863.5301 |  |  | - | 160 |  |  | / 2 |  | = | 856.4699 |  |  |  | Psbdsb |  | = | 1666.3479 |  |  |  | Hide this row
| Top layer rebar | [6 empty] | drt = Y + th + ts - crt | [8 empty] | = |  | 1863.5301 |  |  | + | 0 |  | + | 290 |  |  | - | 50 |  | = | 2103.5301 |  |  |  | Prtdrt |  | = | 6441.2412 |  |  |  | Hide this row
| Bottom layer rebar | [6 empty] | drb = Y + th + ts - crb | [8 empty] | = |  | 1863.5301 |  |  | + | 0 |  | + | 290 |  |  | - | 250 |  | = | 1903.5301 |  |  |  | Prbdrb |  | = | 4133.4563 |  |  |  | Hide this row
| Bottom con'c rebar | [6 empty] | dr = D - Y - Hc/2 | [8 empty] | = |  | 2800 |  |  | - | 1863.5301 |  |  | - | 0 |  |  | / 2 |  | = | 936.4699 |  |  |  | Pcondcon |  | = | 0 |  |  |  | Hide this row
| Bottom con'c | [6 empty] | dcon = D - Y - Hc/2 | [8 empty] | = |  | 2800 |  |  | - | 1863.5301 |  |  | - | 0 |  |  | / 2 |  | = | 936.4699 |  |  |  | ∑Prdr |  | = | 0 |  |  |  | Hide this row
[34 empty] | → Mp = ∑MPi |  |  |  |  | = | 93475.0304 |  |  |  | Hide this row
Hide this row
| ● | Case (d) In Top Rib | [41 empty] | Hide this row
|  | YPNA |  |  | = |  | Pc + Psb + ∑Pr + Pcon + Pst + Pw - Pt - Prb - Prt | [36 empty] | Hide this row
[11 empty] | 2Pst/Hst + 2 Pw / D | [32 empty] | Hide this row
[5 empty] | = |  | 29488 |  |  | + | 1945.6 |  |  | + | 0 |  |  | + | 0 |  |  | + | 0 |  |  | + | 24041.6526 |  |  | - | 18240 |  |  | - | 2171.4688 |  |  | - | 3062.1104 |  |  |  |  | Hide this row
[13 empty] | 2 * |  | 0 |  |  | / | 0 |  |  | + 2 * |  |  | 24041.6526 |  |  | / | 2800 | [14 empty] | Hide this row
[5 empty] | = |  | 1863.5301 | [36 empty] | Hide this row
Hide this row
| 소성모멘트 Mp = ∑Mpi = ∑Pidi | [42 empty] | Hide this row
| Components | [6 empty] | di (Distance from Ypna to components) 산정 | [28 empty] | Mpi = ∑Pidi | [6 empty] | Hide this row
| Top flange | [6 empty] | dt = Y + tt/2 | [8 empty] | = |  | 1863.5301 |  |  | + | 40 |  | / 2 | [6 empty] | = | 1883.5301 |  |  |  | Pcdc |  | = | 34355.5886 |  |  |  | Hide this row
| Bottom flange | [6 empty] | dc = D - Y + tc/2 | [8 empty] | = |  | 2800 |  |  | - | 1863.5301 |  |  | + | 40 |  | / 2 |  |  | = | 956.4699 |  |  |  | Ptdt |  | = | 28204.385 |  |  |  | Hide this row
| Web | [6 empty] | dw = [Y2+(D-Y)2]/2/D | [8 empty] | = |  | [1863.5² + (2800 - 2318.6)²]/2/2800 | [12 empty] | = | 776.7358 |  |  |  | Pwdw |  | = | 18674.0114 |  |  |  | Hide this row
| Deck | [42 empty] | Hide this row
| Top Rib | [6 empty] | dst = [Y2-(Hst-Y)2]/2/Hst | [8 empty] | = |  | [1863.5² + (0 - 1863.5)²]/2/0 | [12 empty] | = | 0 |  |  |  | Pstdst |  | = | 0 |  |  |  | Hide this row
| Bottom Rib | [6 empty] | dsb = D - Y -Hsb/2 | [8 empty] | = |  | 2800 |  |  | - | 1863.5301 |  |  | - | 160 |  |  | / 2 |  | = | 856.4699 |  |  |  | Psbdsb |  | = | 1666.3479 |  |  |  | Hide this row
| Top layer rebar | [6 empty] | drt = Y + th + ts - crt | [8 empty] | = |  | 1863.5301 |  |  | + | 0 |  | + | 290 |  |  | - | 50 |  | = | 2103.5301 |  |  |  | Prtdrt |  | = | 6441.2412 |  |  |  | Hide this row
| Bottom layer rebar | [6 empty] | drb = Y + th + ts - crb | [8 empty] | = |  | 1863.5301 |  |  | + | 0 |  | + | 290 |  |  | - | 250 |  | = | 1903.5301 |  |  |  | Prbdrb |  | = | 4133.4563 |  |  |  | Hide this row
| Bottom con'c rebar | [6 empty] | dr = D - Y - Hc/2 | [8 empty] | = |  | 2800 |  |  | - | 1863.5301 |  |  | - | 0 |  |  | / 2 |  | = | 936.4699 |  |  |  | Pcondcon |  | = | 0 |  |  |  | Hide this row
| Bottom con'c | [6 empty] | dcon = D - Y - Hc/2 | [8 empty] | = |  | 2800 |  |  | - | 1863.5301 |  |  | - | 0 |  |  | / 2 |  | = | 936.4699 |  |  |  | ∑Prdr |  | = | 0 |  |  |  | Hide this row
[34 empty] | → Mp = ∑MPi |  |  |  |  | = | 93475.0304 |  |  |  | Hide this row
Hide this row
| ● | Case (9) In Top Flange | [41 empty] | Hide this row
|  | YPNA |  |  | = |  | tt/2 [(Pc + Psb + ∑Pr + Pcon + Pst + Pw - Prb - Prt) / Pt + 1] | [36 empty] | Hide this row
[5 empty] | = | [ | 29488 |  |  | + | 1945.6 |  |  | + | 0 |  |  | + | 0 |  |  | + | 0 |  |  | + | 24041.6526 |  |  | - | 2171.4688 |  |  | - | 3062.1104 |  |  | + 1]* |  | 40 |  |  |  | Hide this row
[21 empty] | 18240 | [18 empty] | 2 |  |  |  | Hide this row
[5 empty] | = |  | 75.0896 | [36 empty] | Hide this row
Hide this row
| 소성모멘트 Mp = ∑Mpi = ∑Pidi | [42 empty] | Hide this row
| Components | [6 empty] | di (Distance from Ypna to components) 산정 | [28 empty] | Mpi = ∑Pidi | [6 empty] | Hide this row
| Top flange | [6 empty] | dt = [Y2+(tt-Y)2]/2/tt | [8 empty] | = |  | [75.1² + (40 - 75.1)² ] / 2 /40 | [12 empty] | = | 85.8715 |  |  |  | Pcdc |  | = | 1566.2957 |  |  |  | Hide this row
| Bottom flange | [6 empty] | dc = tt - Y + D + tc/2 | [8 empty] | = |  | 40 - 75.1 + 2800 + 40 / 2 | [12 empty] | = | 2784.9104 |  |  |  | Ptdt |  | = | 82121.4392 |  |  |  | Hide this row
| Web | [6 empty] | dw = tt - Y + D/2 | [8 empty] | = |  | 40 |  | - | 75.0896 |  |  | + | 2800 |  |  | / 2 |  |  | = | 1364.9104 |  |  |  | Pwdw |  | = | 32814.7028 |  |  |  | Hide this row
| Deck | [42 empty] | Hide this row
| Top Rib | [6 empty] | dst =tt - Y + Hst/2 | [8 empty] | = |  | 40 |  | - | 75.0896 |  |  | + | 0 |  |  | / 2 |  |  | = | -35.0896 |  |  |  | Pstdst |  | = | 0 |  |  |  | Hide this row
| Bottom Rib | [6 empty] | dsb = tt - Y + D - Hsb/2 | [8 empty] | = |  | 40 - 75.1 + 2800 - 160 / 2 | [12 empty] | = | 2684.9104 |  |  |  | Psbdsb |  | = | 5223.7618 |  |  |  | Hide this row
| Top layer rebar | [6 empty] | drt = ts - crt - tt + Y | [8 empty] | = |  | 290 - 50 - 40 + 75.1 | [12 empty] | = | 275.0896 |  |  |  | Prtdrt |  | = | 842.3546 |  |  |  | Hide this row
| Bottom layer rebar | [6 empty] | drb = ts + th - crb - tt + Y | [8 empty] | = |  | 290 + 0 - 250 - 40 + 75.1 | [12 empty] | = | 75.0896 |  |  |  | Prbdrb |  | = | 163.0546 |  |  |  | Hide this row
| Bottom con'c rebar | [6 empty] | dr = tt - Y + D - Hc/2 | [8 empty] | = |  | 40 - 75.1 + 2800 - 0 / 2 | [12 empty] | = | 2764.9104 |  |  |  | Pcondcon |  | = | 0 |  |  |  | Hide this row
| Bottom con'c | [6 empty] | dcon = tt - Y + D - Hc/2 | [8 empty] | = |  | 40 - 75.1 + 2800 - 0 / 2 | [12 empty] | = | 2764.9104 |  |  |  | ∑Prdr |  | = | 0 |  |  |  | Hide this row
[34 empty] | → Mp = ∑MPi |  |  |  |  | = | 122731.6087 |  |  |  | Hide this row
|  | → |  | YPNA |  |  | = |  | 23.0597 |  |  |  | mm
|  |  |  | Mp |  |  | = |  | 130042.6417 |  |  |  | kNm
7.2.2. My 항복모멘트 산정 | [42 empty] | 강.설 B.2.2
| ■ | 다음 식에서 MAD를 구한다
[5 empty] | Fyc |  | = |  | MD1 / Ssteel + MD2 / Sbot_con + MD3 / Slongterm + MAD_C / Sshortterm
[5 empty] | Fyt |  | = |  | MD1 / Ssteel + MD2 / Sbot_con + MD3 / Slongterm + MAD_T / Sshortterm
[5 empty] | MAD |  | = |  | min(MAD_C ; MAD_T)
여기서,
|  |  | - |  | MD1 |  | = |  | 1.25(MDC1 + MDC2) | [7 empty] | = | 1.25 * ( |  |  | 11912.56 |  |  | + | 25.2 |  |  | ) |  |  | = | 14922.2 |  |  |  | kNm
|  |  | - |  | MD2 |  | = |  | 1.25 MDC3 | [7 empty] | = | 1.25 * |  |  | 21961.12 | [9 empty] | = | 27451.4 |  |  |  | kNm
|  |  | - |  | MD3 |  | = |  | 1.25MDC4 + 1.50MDW | [7 empty] | = | 1.25 * |  |  | 5291.55 |  |  | + 1.50 * |  |  |  | 4644.61 |  |  | = | 13581.3525 |  |  |  | kNm
압축플랜지 단면계수 산정
|  |  | - | Steel |  |  |  |  | SU = I1 / YU1 | [7 empty] | = | 294458361973.7598 |  |  |  | / | 1685.8661 | [7 empty] | = | 174662958.1814 |  |  |  | mm3
|  |  | - | Sbot_con |  |  |  |  | SU = I1 / YU1 | [7 empty] | = | 294458361973.7598 |  |  |  | / | 1685.8661 | [7 empty] | = | 174662958.1814 |  |  |  | mm3
|  |  | - | Slongterm |  |  |  |  | SU = I3l / YU3l | [7 empty] | = | 482152011680.1017 |  |  |  | / | 1159.3537 | [7 empty] | = | 415879998.3456 |  |  |  | mm3
|  |  | - | Sshortterm |  |  |  |  | SU = I3s / YU3s | [7 empty] | = | 649687231067.524 |  |  |  | / | 691.1937 | [7 empty] | = | 939949525.0884 |  |  |  | mm3
|  |  | → | MAD_C |  |  | = |  | ( Fyc - MD1 / Ssteel - MD2 / Sbot_con - MD3 / Slongterm ) * Sshortterm
[7 empty] | = |  | ( | 380 |  |  | - | 14922.2 |  |  |  | - | 27451.4 |  |  |  | - | 13581.3525 |  |  |  | )* | 939949525.0884 |  |  |  |  | = | 98451.2534 |  |  |  | kNm
[14 empty] | 174662958.1814 |  |  |  |  | 174662958.1814 |  |  |  |  | 415879998.3456
인장플랜지 단면계수 산정
|  |  | - | Steel |  |  |  |  | SL = I1 / YL1 | [7 empty] | = | 294458361973.7598 |  |  |  | / | 1194.1339 | [7 empty] | = | 246587392.4069 |  |  |  | mm3
|  |  | - | Sbot_con |  |  |  |  | SL = I1 / YL1 | [7 empty] | = | 294458361973.7598 |  |  |  | / | 1194.1339 | [7 empty] | = | 246587392.4069 |  |  |  | mm3
|  |  | - | Slongterm |  |  |  |  | SL = I3l / YL3l | [7 empty] | = | 482152011680.1017 |  |  |  | / | 1720.6463 | [7 empty] | = | 280215643.1292 |  |  |  | mm3
|  |  | - | Sshortterm |  |  |  |  | SL = I3s / YL3s | [7 empty] | = | 649687231067.524 |  |  |  | / | 2188.8063 | [7 empty] | = | 296822630.6811 |  |  |  | mm3
|  |  | → | MAD_T |  |  | = |  | ( Fyc - MD1 / Ssteel - MD2 / Sbot_con - MD3 / Slongterm ) * Sshortterm
[7 empty] | = |  | ( | 380 |  |  | - | 14922.2 |  |  |  | - | 27451.4 |  |  |  | - | 13581.3525 |  |  |  | )* | 296822630.6811 |  |  |  |  | = | 47400.32 |  |  |  | kNm
[14 empty] | 246587392.4069 |  |  |  |  | 246587392.4069 |  |  |  |  | 280215643.1292
|  |  | → | MAD |  |  | = |  | MIN ( |  |  | 98451.2534 |  |  |  |  | , | 47400.32 |  |  |  | ) | [8 empty] | = | 47400.32 |  |  |  | kNm
| ■ | 다음을 My 계산한다
|  |  |  | My |  |  | = |  | MD1 + MD2 + MD3 + MAD | [8 empty] | = | 14922.2 |  |  |  |  | + | 27451.4 |  |  |  |  | + | 13581.3525 |  |  |  |  | + | 47400.32
|  |  |  | My |  |  | = |  | 103355.2725 |  |  |  | kNm
7.2.3. 연성 요구조건 | [42 empty] | 강.설 4.3.3.1.7.3
Dp ≤ 0.42Dt
여기서
|  |  |  | Dp |  |  | = |  | 소성모멘트 상태어세 콘크리트 바닥판의 상단에서나 내부 con'c 하단에서 중립축까지의 거리
|  |  |  | Since this section has no concrete => Do not need to be checked | [39 empty] | Hide this row
|  |  |  | Since Location of PNA = | [8 empty] | In top flange
|  |  |  | → Dp |  |  | = |  | th + ts - ttop + Ypna | [8 empty] | = |  | 0 + 290 - 40 + 23.06
[7 empty] | = |  | 273.0597 |  |  | mm
[5 empty] | Dt |  | = |  | 합성단면의 전체 높이
|  |  |  | → Dt |  |  | = |  | tbot + D + th + ts | [8 empty] | = |  | 40 + 2800 + 0 + 290
[7 empty] | = |  | 3130 |  |  | mm
Checking 연성 요구조건
[13 empty] | Dp |  |  | ≤ |  |  | 0.42Dt | [13 empty] | ∴ |  | OK
[13 empty] | Dp |  |  | = |  |  | 273.0597 |  |  | mm | [9 empty] | Ratio = |  |  | 4.8143
[13 empty] | 0.42Dt |  |  | = |  |  | 1314.6 |  |  | mm
7.2.4. 콘크리트 응력 검토 | [42 empty] | 강.설 4.3.3.2.7.2
fc ≤ 0.60f'c
|  |  | ■ | 작용응력
[7 empty] | fdeck = |  |  | 1.25DC4 + 1.5DW + 1.8LL
ndeck * Sdeck
[7 empty] | fbot = |  |  | 1.25DC3 |  |  |  | + | 1.25DC4 + 1.5DW + 1.8LL
[10 empty] | nbot * Sbot1 | [8 empty] | nbot * Sbot2
|  |  | Sdeck |  |  | = |  | I3s / (Ht - YL3s) | [6 empty] | = | 649687231067.524 |  |  |  | / ( |  | 3130 |  |  | - | 2188.8063 |  |  | ) |  | = |  | 690280014.5728 |  |  |  | mm3
|  |  | Sbot1 |  |  | = |  | I2s / (YL2s - tbot) | [6 empty] | = | 294458361973.7598 |  |  |  | / ( |  | 1194.1339 |  |  | - | 40 |  |  | ) |  | = |  | 255133624.1628 |  |  |  | mm3
|  |  | Sbot2 |  |  | = |  | I4s / (YL4s - tbot) | [6 empty] | = | 334483056239.5226 |  |  |  | / ( |  | 1305.6509 |  |  | - | 40 |  |  | ) |  | = |  | 264277509.5823 |  |  |  | mm3
|  |  | ndeck |  |  | = |  | Es / Ecd | [6 empty] | = | 210000 |  |  |  | / | 32640.4101 | [9 empty] | = |  | 6.4337
|  |  | nbot |  |  | = |  | Es / Ecb | [6 empty] | = | 210000 |  |  |  | / | 36823.9253 | [9 empty] | = |  | 5.7028
|  |  | fdeck |  |  | = |  | 1.25 * |  |  | 5291.55 |  |  | + 1.5 * |  |  | 4644.61 |  |  | + 1.8 * |  |  | 18634.91 | [7 empty] | = |  | -10.611 |  |  | Mpa
[11 empty] | 6.4337 |  |  | * | 690280014.5728
|  |  | fbot |  |  | = |  | 1.25 |  |  | * | 21961.12 |  |  | + | 1.25 * |  |  | 5291.55 |  |  | + 1.5 * |  |  | 4644.61 |  |  | + 1.8 * |  |  | -2093.64 |  |  | = |  | 25.3781 |  |  | Mpa |  |  |  |  | Hide this row
[8 empty] | 5.7028 |  |  | * | 255133624.1628 | [8 empty] | 5.7028 |  |  | * | 264277509.5823 | [18 empty] | Hide this row
|  | → | Since this section is in negative moment and has no bottom concrete => Do not be checked | [40 empty] | Hide this row
[10 empty] | Checking 콘크리트 응력 | [8 empty] | (Deck concrete stress)
[13 empty] | fc |  |  | ≤ |  |  | 0.6f'c | [13 empty] | ∴ |  | OK
[13 empty] | fc |  |  | = |  |  | 10.611 |  |  | Mpa | [9 empty] | Ratio = |  |  | 1.9791
[13 empty] | 0.6f'c |  |  | = |  |  | 21 |  |  | MPa
7.2.5. Flexure checking
|  |  |  | Positive moment | [23 empty] | Negative moment
[5 empty] | Noncompact section | [15 empty] | Compact section
[5 empty] | 압축플랜지 |  |  |  |  | (강.설 4.3-254) | [19 empty] | 압축플랜지 |  |  |  |  | (강.설 4.3-263)
[5 empty] | fbu ≤ ΦfFnc | [15 empty] | (강.설 4.3-253) | [8 empty] | fbu ≤ ΦfFnc
[5 empty] | 인장플랜지 |  |  |  |  | (강.설 4.3-255) | [10 empty] | Mu ≤ ΦfMn | [8 empty] | 인장플랜지 |  |  |  |  | (강.설 4.3-264)
[5 empty] | fbu ≤ ΦfFnt | [24 empty] | fbu ≤ ΦfFnt
1) 플랜지 응력 (fbu) 산정
fbu = 1.25(DC1 + DC2) / Ssteel + 1.25DC3 / Sbot_con + (1.25DC4 + 1.5DW) / Slongterm + 1.8LL / Sshortterm
| ■ | 상부플랜지 응력 | [5 empty] | ( 압축 )
|  | fbu |  | = |  | -1.25*( |  |  | 11912.56 |  |  | + | 25.2 |  |  | ) | + | -1.25 * |  |  | 21961.12 |  |  | + | -1.25 * |  |  | 5291.55 |  |  | - 1.5 * |  |  | 4644.61 |  |  | + | -1.8* |  | 18634.91
[9 empty] | 174662958.1814 | [9 empty] | 174662958.1814 | [9 empty] | 415879998.3456 | [9 empty] | 939949525.0884
|  | fbu |  | = |  | -310.9448 |  |  |  | Mpa
| ■ | 하부플랜지 응력 | [5 empty] | ( 인장 )
|  | fbu |  | = |  | 1.25 *( |  |  | 11912.56 |  |  | + | 25.2 |  |  | ) | + | 1.25 * |  |  | 21961.12 |  |  | + | 1.25 * |  |  | 5291.55 |  |  | + 1.5 * |  |  | 4644.61 |  |  | + | 1.8 * |  | 18634.91
[9 empty] | 246587392.4069 | [9 empty] | 246587392.4069 | [9 empty] | 280215643.1292 | [9 empty] | 296822630.6811
|  | fbu |  | = |  | 333.3139 |  |  |  | Mpa
|  | → | This section is in | [5 empty] | Positive |  |  |  | moment
Classification of compact or noncompact section
| ■ | 소성모멘트 적용 시 압축을 받는 웨브의 높이 (Dcp) 산정
|  |  |  | Since Location of PNA = | [8 empty] | In top flange
|  |  |  | → | Dcp |  | = |  | 0 (outside of web)
[5 empty] | Dcp |  | = |  | 0
|  |  |  | → | Dcp along the slope of web = | [10 empty] | 0
| ■ | Classification
|  |  |  | Condition | [21 empty] | Result | [5 empty] | ⇒ |  | Non-compact section
|  |  |  | ● | Positive moment | [18 empty] | → |  | Yes
|  |  |  | ● | Straight bridge | [18 empty] | → |  | Yes
|  |  |  | ● | Fyf , Fyw ≤ 455MPa | [18 empty] | → |  | Yes
[7 empty] | Fyf |  | = | 380 |  |  | ≤ | 455
[7 empty] | Fyw |  | = | 355 |  |  | ≤ | 455
|  |  |  | ● | D / tw ≤ 150 without longitudinally stiffeners | [18 empty] | → |  | Yes
[7 empty] | D / tw = |  |  |  | 235.1492
[7 empty] | Longitudinally stiffeners → | [9 empty] | 있음
|  |  |  | ● | 0.8w ≤ a ≤ 1.2w | [18 empty] | → |  | No
[7 empty] | 1920 |  |  | ≤ | 3800 |  |  | > | 2880
|  |  |  | ● | S ≤ 1/4 | [18 empty] | → |  | Yes
[7 empty] | 0.125 |  |  | ≤ | 1/4
|  |  |  | ● | b ≤ min(a; 1800) | [18 empty] | → |  | Yes
[7 empty] | 1200 |  |  | ≤ | MIN (3800, 1800)
|  |  |  | ● | 2Dcp / tw ≤ 3.76√(E / Fyc) | [18 empty] | → |  | Yes
[7 empty] | 2 * 0 / 12 | [7 empty] | = |  | 0
[7 empty] | 3.76√(210000 / 380) | [7 empty] | = |  | 88.3905
2) Fnc 산정 (Nominal flexural resistance of compression flange)
In positive moment
(강.설 4.3.3.2.7.2(2))
|  | Fnc = RbRhFyc | [6 empty] | for Open flange
|  | Fnc = RbRhFycD | [6 empty] | for Box flange
|  |  |  | This section is | [5 empty] | Open Flange
| ■ |  | Rh = 하이브리드 계수 | [39 empty] | 강.설 4.3.3.1.1.10(1)
|  | Case | [11 empty] | Rh
|  | Fyw ≥ Fyf | [11 empty] | 1
|  | Otherwise | [11 empty] | [12+β(3ρ -ρ3)]/(12 + 2β)
|  | - |  | ρ |  | = |  | Min(Fyw/fn ; 1.0) | [8 empty] | = | Min ( |  |  | 355 |  |  | / | 380 |  |  | , 1.0 ) |  | ) | = | 0.93421
|  | - |  | fn |  | = |  | Max(Fyf, fbu) | [8 empty] | = | Max ( |  |  | 380 |  |  | , | 333.3139 |  |  | ) |  |  | = | 380
|  | - |  | Dn |  | = |  | Max (YU - ttop; YL - tbot) = Max ( | [11 empty] | 691.1937 |  |  | - | 40 |  | ; | 2188.8063 |  |  | - | 40 |  | ) | = | 2148.8063
|  | - |  | Afn |  | = |  | Bottom flange 면적 | [8 empty] | = | 1 | * | 1940 |  |  | * | 40 | [6 empty] | = | 77600
|  | - |  | β |  | = |  | 2Dntw/Afn | [8 empty] | = | 2 | * | 2148.8063 |  |  | * | 12 |  | / | 77600 |  |  |  | = | 0.66458
|  | → |  | Rh |  | = |  | 12+β(3ρ -ρ3) | [8 empty] | = |  | 12 |  | + | 0.66458 |  |  | ( 3 * |  | 0.93421 |  | - | 0.93421 |  | ³ ) |  |  |  | = | 0.99937
[9 empty] | 12 + 2β | [12 empty] | 12 + 2 * |  |  |  | 0.66458
| ■ |  | Reduction factor for maximum stress in box flange ( Δ ) 산정 | [40 empty] | Hide this row
|  |  |  | Δ = √(1 - (fv / Fyc)²) | [10 empty] | fv = T / (2A0 tf) | [28 empty] | Hide this row
Hide this row
|  | ● | 단면의 폐합단면적 | [40 empty] | Hide this row
|  |  |  | A0_NC |  | = |  | (w + bbot - 2*cbot) * (0.5tbot + D + 0.5ttop) / 2 | [35 empty] | Hide this row
[6 empty] | = | ( | 2400 |  |  | + | 1940 |  |  | - 2 * |  | 120 |  | )*( 0.5 * |  |  | 40 |  | + | 2800 |  |  | + 0.5 * |  |  | 40 |  | ) / 2 | [10 empty] | Hide this row
[6 empty] | = |  | 5822000 |  |  |  | mm2 | [31 empty] | Hide this row
|  |  |  | A0_C |  | = |  | (w + bbot - 2*cbot) * (0.5tbot + D + th + 0.5ts) / 2 | [35 empty] | Hide this row
[6 empty] | = | ( | 2400 |  |  | + | 1940 |  |  | - 2 * |  | 120 |  | )*( 0.5 * |  |  | 40 |  | + | 2800 |  |  | + | 0 |  | + 0.5 * |  |  | 290 |  |  | ) / 2 | [6 empty] | Hide this row
[6 empty] | = |  | 6078250 |  |  |  | mm2 | [31 empty] | Hide this row
|  | ● | 압축플랜지 두께 | [40 empty] | Hide this row
|  |  |  | tfc |  | = |  | 40 |  |  | mm | [32 empty] | Hide this row
|  | ● | Torsion | [40 empty] | Hide this row
|  |  |  | T_NC |  | = |  | 1.25 * (DC1 + DC2 + DC3) | [9 empty] | = |  | 1.25 * ( |  |  | -2.04 |  |  | + | 0 |  |  | + | -15.59 |  |  | ) | [9 empty] | Hide this row
[6 empty] | = |  | -22.0375 |  |  |  | kN | [31 empty] | Hide this row
|  |  |  | T_C |  | = |  | 1.25DC4 + 1.5DW + 1.8LL | [9 empty] | = |  | 1.25 * |  |  | 0.53 |  |  | + 1.5 * |  |  | -1.08 |  |  | + 1.8 * |  |  | -597.45 | [8 empty] | Hide this row
[6 empty] | = |  | -1076.3675 |  |  |  | kN | [31 empty] | Hide this row
|  | ● | S.t Venant torsional stress | [40 empty] | Hide this row
|  |  |  | fv |  | = |  | ∑ T / (2A0 tf) |  |  |  |  | = |  | -22.0375 | [8 empty] | + | -1076.3675 | [18 empty] | Hide this row
[15 empty] | 2 * |  | 5822000 |  |  |  | * | 40 |  |  | 2 * |  | 6078250 |  |  |  | * | 40 | [11 empty] | Hide this row
[6 empty] | = |  | -2.2609 |  |  |  |  | Mpa | [30 empty] | Hide this row
|  |  | → | Δ |  | = |  | √[1 - ( |  |  | -2.2609 |  |  | / | 380 |  |  | )2 ] |  |  |  | = |  | 0.99998 | [19 empty] | Hide this row
|  |  | → | Nominal flexural resistance of compression flange
|  |  |  | Fnc |  | = |  | RbRhFyc |  |  |  |  | = |  | 1.0 * |  | 0.99937 |  |  | * | 380 | [6 empty] | = | 379.7594 |  |  |  | Mpa
|  |  |  | Fnc |  | = |  | RbRhFycΔ |  |  |  |  | = |  | 1.0 * |  | 0.99937 |  |  | * | 380 |  |  | * | 0.99998 |  |  | = | 379.7527 |  |  |  | Mpa | [10 empty] | Hide this row
|  | ⇒ |  | Flexure resistance of flange in compression
|  |  |  | Fnc |  | = |  | 379.7594 |  |  |  | Mpa
| 2) 공칭휨강도 Mn and Mu 산정 (Nominal flexural resistance) | [42 empty] | Hide this row
Hide this row
| ■ | Mu 산정 | [41 empty] | Hide this row
|  |  |  | Mu |  | = |  | 1.25(DC1 + DC2 + DC3+DC4) + 1.5DW + 1.8LL | [35 empty] | Hide this row
[6 empty] | = |  | 1.25 * ( |  |  | 11912.56 |  |  | + | 25.2 |  |  | + | 21961.12 |  |  | + | 5291.55 |  |  | ) + 1.50 * |  |  |  | 4644.61 |  |  | + 1.80 * |  |  |  | 18634.91 |  |  | ) |  |  |  | Hide this row
[6 empty] | = |  | 89497.7905 |  |  |  | kNm | [31 empty] | Hide this row
| ■ | Mn 산정 | [41 empty] | Hide this row
|  |  |  | Dp |  | = |  | 273.0597 | [35 empty] | Hide this row
|  |  |  | Dt |  | = |  | 3130 |  |  |  |  | → |  | Dp ≤ 0.1*Dt | [28 empty] | Hide this row
|  |  | → | Mn |  | = |  | Mp | [35 empty] | Hide this row
|  |  |  | Mn |  | = |  | 130042.6417 |  |  |  | kNm |  |  | ≤ |  | 1.3RhMy |  |  | = | 1.3 * |  | 0.99937 |  |  | * | 103355.2725 |  |  |  | = | 134276.7749 |  |  |  | kNm | [7 empty] | Hide this row
|  |  | → | Mn |  | = |  | 130042.6417 |  |  |  | kNm | [31 empty] | Hide this row
Hide this row
| 2) Fnc 산정 (Nominal flexural resistance of compression flange) | [42 empty] | Hide this row
Hide this row
|  |  |  | Fnc = Fcb√[(1 - (fv / Φv / Fcv)2] | [38 empty] | 강.설 4.3.3.2.8.2(2) | Hide this row
Hide this row
| ■ | Calculation of Fcb | [40 empty] | 강.설 4.3.3.2.8.2(2) | Hide this row
|  | Case | [11 empty] | Fcb | [29 empty] | Hide this row
|  | λf ≤ λp | [11 empty] | RbRhFycΔ | [12 empty] | (1) | [16 empty] | Hide this row
|  | λp < λf ≤ λr | [7 empty] | RbRhFyc[Δ - (Δ - (Δ - 0.3)/Rh) (λf - λp)/(λr - λp)] | [16 empty] | (2) | [16 empty] | Hide this row
|  | λr < λf | [11 empty] | 0.9ERbk/λf2 | [12 empty] | (3) | [16 empty] | Hide this row
Hide this row
| ■ |  | Rh = 하이브리드 계수 | [39 empty] | 강.설 4.3.3.1.1.10(1) | Hide this row
|  | Case | [11 empty] | Rh | [29 empty] | Hide this row
|  | Fyw ≥ Fyf | [11 empty] | 1 | [29 empty] | Hide this row
|  | Otherwise | [11 empty] | [12+β(3ρ -ρ3)]/(12 + 2β) | [29 empty] | Hide this row
Hide this row
|  | - |  | ρ |  | = |  | Min(Fyw/fn ; 1.0) | [8 empty] | = | Min ( |  |  | 355 |  |  | / | 380 |  |  | , 1.0 ) |  | ) | = | 0.93421 | [11 empty] | Hide this row
|  | - |  | fn |  | = |  | Max(Fyf, fbu) | [8 empty] | = | Max ( |  |  | 380 |  |  | , | 333.3139 |  |  | ) |  |  | = | 380 | [11 empty] | Hide this row
|  | - |  | Dn |  | = |  | Max (YU - ttop; YL - tbot) = Max ( | [11 empty] | 691.1937 |  |  | - | 40 |  | ; | 2188.8063 |  |  | - | 40 |  | ) | = | 2148.8063 | [8 empty] | Hide this row
|  | - |  | Afn |  | = |  | Bottom flange 면적 | [8 empty] | = | 1 | * | 1940 |  |  | * | 40 | [6 empty] | = | 77600 | [11 empty] | Hide this row
|  | - |  | β |  | = |  | 2Dntw/Afn | [8 empty] | = | 2 | * | 2148.8063 |  |  | * | 12 |  | / | 77600 |  |  |  | = | 0.66458 | [11 empty] | Hide this row
|  | → |  | Rh |  | = |  | 12+β(3ρ -ρ3) | [8 empty] | = |  | 12 |  | + | 0.66458 |  |  | ( 3 * |  | 0.93421 |  | - | 0.93421 |  | ³ ) |  |  |  | = | 0.99937 | [6 empty] | Hide this row
[9 empty] | 12 + 2β | [12 empty] | 12 + 2 * |  |  |  | 0.66458 | [17 empty] | Hide this row
Hide this row
| ■ |  | Reduction factor for maximum stress in box flange ( Δ ) 산정 | [40 empty] | Hide this row
|  |  |  | Δ = √(1 - (fv / Fyc)²) | [10 empty] | fv = T / (2A0 tf) | [28 empty] | Hide this row
Hide this row
|  | ● | 단면의 폐합단면적 | [40 empty] | Hide this row
|  |  |  | A0_NC |  | = |  | (w + bbot - 2*cbot) * (0.5tbot + D + 0.5ttop) / 2 | [35 empty] | Hide this row
[6 empty] | = | ( | 2400 |  |  | + | 1940 |  |  | - 2 * |  | 120 |  | )*( 0.5 * |  |  | 40 |  | + | 2800 |  |  | + 0.5 * |  |  | 40 |  | ) / 2 | [10 empty] | Hide this row
[6 empty] | = |  | 5822000 |  |  |  | mm2 | [31 empty] | Hide this row
|  |  |  | A0_C |  | = |  | (w + bbot - 2*cbot) * (0.5tbot + D + th + 0.5ts) / 2 | [35 empty] | Hide this row
[6 empty] | = | ( | 2400 |  |  | + | 1940 |  |  | - 2 * |  | 120 |  | )*( 0.5 * |  |  | 40 |  | + | 2800 |  |  | + | 0 |  | + 0.5 * |  |  | 290 |  |  | ) / 2 | [6 empty] | Hide this row
[6 empty] | = |  | 6078250 |  |  |  | mm2 | [31 empty] | Hide this row
|  | ● | 압축플랜지 두께 | [40 empty] | Hide this row
|  |  |  | tfc |  | = |  | 40 |  |  | mm | [32 empty] | Hide this row
|  | ● | Torsion | [40 empty] | Hide this row
|  |  |  | T_NC |  | = |  | 1.25 * (DC1 + DC2 + DC3) | [9 empty] | = |  | 1.25 * ( |  |  | -2.04 |  |  | + | 0 |  |  | + | -15.59 |  |  | ) | [9 empty] | Hide this row
[6 empty] | = |  | -22.0375 |  |  |  | kN | [31 empty] | Hide this row
|  |  |  | T_C |  | = |  | 1.25DC4 + 1.5DW + 1.8LL | [9 empty] | = |  | 1.25 * |  |  | 0.53 |  |  | + 1.5 * |  |  | -1.08 |  |  | + 1.8 * |  |  | -597.45 | [8 empty] | Hide this row
[6 empty] | = |  | -1076.3675 |  |  |  | kN | [31 empty] | Hide this row
|  | ● | S.t Venant torsional stress | [40 empty] | Hide this row
|  |  |  | fv |  | = |  | ∑ T / (2A0 tf) |  |  |  |  | = |  | -22.0375 | [8 empty] | + | -1076.3675 | [18 empty] | Hide this row
[15 empty] | 2 * |  | 5822000 |  |  |  | * | 40 |  |  | 2 * |  | 6078250 |  |  |  | * | 40 | [11 empty] | Hide this row
[6 empty] | = |  | -2.2609 |  |  |  |  | Mpa | [30 empty] | Hide this row
|  |  | → | Δ |  | = |  | √[1 - ( |  |  | -2.2609 |  |  | / | 380 |  |  | )2 ] |  |  |  | = |  | 0.99998 | [19 empty] | Hide this row
Hide this row
|  | ∴ | 압축플랜지 = | [5 empty] | 상부플랜지 |  |  |  |  | ( | 비보강 플랜지 | [5 empty] | ) | [22 empty] | Hide this row
| ■ | Plate-buckling coefficient ( k ) 산정 | [41 empty] | Hide this row
|  |  |  | 비보강 플랜지 | [7 empty] | → | k |  | = |  | 4 | [26 empty] | Hide this row
|  |  |  | - |  | 종리브 개수 | [6 empty] | n |  | = | 0 | [27 empty] | Hide this row
|  |  |  | - |  | 종리브 단면개수 | [6 empty] | Is |  | = |  | 1/3 * |  |  | 0 |  | * | 0³ |  |  | = | 0 |  |  |  | mm4 | [12 empty] | Hide this row
|  |  |  | - |  | 압축플랜지 두께 | [6 empty] | tfc |  | = |  | 40 |  |  | mm | [23 empty] | Hide this row
|  |  |  | - | [8 empty] | w |  | = |  | 600 |  |  | mm | [23 empty] | Hide this row
[11 empty] | → |  | k |  | = |  | 4 | [26 empty] | Hide this row
[15 empty] | = |  | [ | 0.894 |  |  | * | 0 |  |  |  | / ( |  | 600 |  |  | * | 40 |  | ³ | )]1/3 | [8 empty] | Hide this row
[15 empty] | = |  | 0 |  |  |  |  | < 1 | [6 empty] | → k = |  |  | 1 | [11 empty] | Hide this row
Hide this row
| ■ | λf , λr , λp 산정 and check condition | [41 empty] | Hide this row
|  |  |  | λf |  | = |  | bfc / tfc |  |  |  | = |  | 600 |  |  | / | 40 | [25 empty] | Hide this row
[6 empty] | = |  | 15 | [35 empty] | Hide this row
|  |  |  | λr |  | = |  | 0.95 √(Ek / (Δ - 0.3) / Fyc) | [9 empty] | = | 0.95 √[ |  |  | 210000 |  |  |  | * | 4 |  |  | / | ( | 0.99998 |  |  | - 0.3 ) / |  |  | 380 |  |  | ] |  |  | Hide this row
[6 empty] | = |  | 53.3861 | [35 empty] | Hide this row
|  |  |  | λp |  | = |  | 0.57 √(Ek / Δ / Fyc) | [9 empty] | = | 0.57 √[ |  |  | 210000 |  |  |  | * | 4 |  |  | / | 0.99998 |  |  | / | 380 |  |  | ] | [5 empty] | Hide this row
[6 empty] | = |  | 26.7995 | [35 empty] | Hide this row
|  |  |  | → Since |  |  |  | λf < λp | [5 empty] | Fcb is calculated by the Equation | [11 empty] | (1) | [17 empty] | Hide this row
|  |  |  | Fcb |  | = |  | RbRhFycΔ |  |  |  |  | = |  | 1 * |  | 0.99937 |  |  | * | 380 |  |  | * | 0.99998 | [18 empty] | Hide this row
[6 empty] | = |  | 379.7527 |  |  | MPa | [32 empty] | Hide this row
|  |  |  | Fcb |  | = |  | RbRhFyc[Δ - (Δ - (Δ - 0.3)/Rh) (λf - λp)/(λr - λp)] | [35 empty] | Hide this row
[6 empty] | = |  | 1.0 * |  | 0.99937 |  |  | * | 380 |  |  | * [ | 0.99998 |  |  | - ( | 0.99998 |  |  | - | 0.99998 |  |  | - 0.3 |  | ) * ( |  | 15 |  |  | - | 26.7995 |  |  | ) ] |  |  |  | Hide this row
[26 empty] | 0.99937 | [6 empty] | 53.3861 |  |  | - | 26.7995 | [6 empty] | Hide this row
[6 empty] | = |  | 430.2407 |  |  |  | MPa | [31 empty] | Hide this row
|  |  |  | Fcb |  | = |  | 0.9ERbk/λf2 |  |  |  |  | = | 0.9 |  | * | 210000 |  |  |  | * 1.0 * |  |  | 4 |  |  | / | 15 |  |  | ² | [12 empty] | Hide this row
[6 empty] | = |  | 3360 |  |  | MPa | [32 empty] | Hide this row
Hide this row
| ■ | Calculation of Fcv | [40 empty] | 강.설 4.3.3.2.8.2(2) | Hide this row
|  | Case | [17 empty] | Fcv | [23 empty] | Hide this row
|  | λf ≤ 1.12√(Eks/Fyc) | [17 empty] | 0.58Fyc | [6 empty] | (1) | [16 empty] | Hide this row
|  | 1.12√(Eks/Fyc) < λf ≤ 1.40(Eks/Fyc) | [17 empty] | 0.65√(FycEks)/λf | [6 empty] | (2) | [16 empty] | Hide this row
|  | λf > 1.40√(Eks/Fyc) | [17 empty] | 0.9Eks/λf2 | [6 empty] | (3) | [16 empty] | Hide this row
Hide this row
|  | ① |  | Plate-buckling coefficient for shear stress ( ks ) 산정 | [39 empty] | Hide this row
|  |  |  | 종리브 개수 |  |  |  |  | n |  | = | 0 | [31 empty] | Hide this row
|  |  |  | ks |  | = | 5.34 + 2.84(Is/w/tfc3)1/3 | [8 empty] | ≤ 5.34 | [27 empty] | Hide this row
[9 empty] | (n + 1)2 | [34 empty] | Hide this row
[6 empty] | = | 5.34 + 2.84 ( |  |  |  |  | 0 |  |  |  | / | 600 |  |  | / | 40 |  | 3 )1/3 |  |  | = |  | 5.34 |  |  | > | 5.34 | [11 empty] | Hide this row
[14 empty] | ( | 0 | + 1 )2 | [27 empty] | Hide this row
|  |  | → | ks |  | = | 5.34 | [36 empty] | Hide this row
|  | ∴ | Check condition | [40 empty] | Hide this row
[8 empty] | λf |  | = |  | 15 | [31 empty] | Hide this row
|  |  |  | 1.12√(Eks/Fyc) | [5 empty] | = |  | 1.12 √ ( |  |  | 210000 |  |  |  | * | 5.34 |  |  | / | 380 |  |  | ) | [16 empty] | Hide this row
[10 empty] | = |  | 60.8424 | [17 empty] | → |  | λf ≤ 1.12√(Eks/Fyc) | [11 empty] | Hide this row
|  |  |  | 1.40√(Eks/Fyc) | [5 empty] | = |  | 1.40 √ ( |  |  | 210000 |  |  |  | * | 5.34 |  |  | / | 380 |  |  | ) |  |  |  |  | (1) |  | Equation 사용 | [9 empty] | Hide this row
[12 empty] | 76.053 | [31 empty] | Hide this row
Hide this row
[6 empty] | → | Fcv |  |  | = |  | 0.58 Fyc | [5 empty] | = | 0.58 |  |  | * | 380 | [20 empty] | Hide this row
[10 empty] | = |  | 220.4 |  |  | Mpa | [28 empty] | Hide this row
[6 empty] | → | Fcv |  |  | = |  | 0.65√(FycEks)/λf | [5 empty] | = | 0.65 √ ( |  |  |  | 380 |  |  | * | 210000 |  |  |  | * | 5.34 |  |  | ) / | 15 | [7 empty] | Hide this row
[10 empty] | = |  | 894.5285 |  |  | Mpa | [28 empty] | Hide this row
[6 empty] | → | Fcv |  |  | = |  | 0.9Eks/λf2 | [5 empty] | = | 0.90 * |  |  | 210000 |  |  |  | * | 5.34 |  |  |  | / | 15 |  |  | ² | [8 empty] | Hide this row
[10 empty] | = |  | 4485.6 |  |  | Mpa | [28 empty] | Hide this row
Hide this row
|  |  |  | ⇒ |  | Flexure resistance of box flange in compression | [37 empty] | Hide this row
[8 empty] | Fnc |  | = |  | Fcb√[(1 - (fv / Φv / Fcv)2] | [8 empty] | = |  | 379.7527 |  |  | √ [ 1 - ( |  |  | -2.2609 |  |  | / | 220.4 |  |  | )2 ] | [7 empty] | Hide this row
[8 empty] | Fnc |  | = |  | 379.7327 |  |  |  | Mpa | [27 empty] | Hide this row
3) Fnt 산정 (Nominal flexural resistance of tension flange)
|  | Case | [20 empty] | Fnt
|  | Positive moment | [20 empty] | RhFytΔ | [19 empty] | 강.설 4.3.3.2.7.2 (2)
|  | Negative moment | [7 empty] | for Open flange | [12 empty] | RhFyt | [19 empty] | 강.설 4.3.3.2.8.3
[10 empty] | for Box flange | [12 empty] | RhFytΔ
| ■ | Reduction factor for maximum stress in box flange ( Δ ) 산정
|  |  |  | Δ = √(1 - (fv / Fyc)²) | [10 empty] | fv = T / (2A0 tf)
|  | ● | 단면의 폐합단면적
|  |  |  | A0_NC |  | = |  | (w + bbot - 2*cbot) * (0.5tbot + D + 0.5ttop) / 2
[6 empty] | = | ( | 2400 |  |  | + | 1940 |  |  | - 2 * |  | 120 |  | )*( 0.5 * |  |  | 40 |  | + | 2800 |  |  | + 0.5 * |  |  | 40 |  | ) / 2
[6 empty] | = |  | 5822000 |  |  |  | mm2
|  |  |  | A0_C |  | = |  | (w + bbot - 2*cbot) * (0.5tbot + D + th + 0.5ts) / 2
[6 empty] | = | ( | 2400 |  |  | + | 1940 |  |  | - 2 * |  | 120 |  | )*( 0.5 * |  |  | 40 |  | + | 2800 |  |  | + | 0 |  | + 0.5 * |  |  | 290 |  |  | ) / 2
[6 empty] | = |  | 6078250 |  |  |  | mm2
|  | ● | 압축플랜지 두께
|  |  |  | tfc |  | = |  | 40 |  |  | mm
|  | ● | Torsion
|  |  |  | T_NC |  | = |  | 1.25 * (DC1 + DC2 + DC3) | [9 empty] | = |  | 1.25 * ( |  |  | -2.04 |  |  | + | 0 |  |  | + | -15.59 |  |  | )
[6 empty] | = |  | -22.0375 |  |  |  | kN
|  |  |  | T_C |  | = |  | 1.25DC4 + 1.5DW + 1.8LL | [9 empty] | = |  | 1.25 * |  |  | 0.53 |  |  | + 1.5 * |  |  | -1.08 |  |  | + 1.8 * |  |  | -597.45
[6 empty] | = |  | -1076.3675 |  |  |  | kN
|  | ● | S.t Venant torsional stress
|  |  |  | fv |  | = |  | ∑ T / (2A0 tf) |  |  |  |  | = |  | -22.0375 | [8 empty] | + | -1076.3675
[15 empty] | 2 * |  | 5822000 |  |  |  | * | 40 |  |  | 2 * |  | 6078250 |  |  |  | * | 40
[6 empty] | = |  | -2.2609 |  |  |  |  | Mpa
|  |  | → | Δ |  | = |  | √[1 - ( |  |  | -2.2609 |  |  | / | 380 |  |  | )2 ] |  |  |  | = |  | 0.99998
| ■ | Fnt 산정
|  |  |  | → |  |  | Fnt |  |  | = |  | RhFytΔ |  |  | = | 0.99937 |  |  | * | 380 |  |  | * | 0.99998
|  |  |  | → |  |  | Fnt |  |  | = |  | RhFyt |  |  | = | 0.99937 |  |  | * | 380 | [23 empty] | Hide this row
[7 empty] | Fnt |  |  | = |  | 379.7527 |  |  |  | Mpa
4) Checking for compression and tension flanges
|  |  |  | Positive moment | [23 empty] | Negative moment
[5 empty] | Noncompact section | [15 empty] | Compact section
[5 empty] | 압축플랜지 |  |  |  |  | (강.설 4.3-254) | [19 empty] | 압축플랜지 |  |  |  |  | (강.설 4.3-263)
[5 empty] | fbu ≤ ΦfFnc | [15 empty] | (강.설 4.3-253) | [8 empty] | fbu ≤ ΦfFnc
[5 empty] | 인장플랜지 |  |  |  |  | (강.설 4.3-255) | [10 empty] | Mu ≤ ΦfMn | [8 empty] | 인장플랜지 |  |  |  |  | (강.설 4.3-264)
[5 empty] | fbu ≤ ΦfFnt | [24 empty] | fbu ≤ ΦfFnt
Checking 압축플랜지 응력
[10 empty] | fbu |  |  | ≤ |  | ΦfFyc | [17 empty] | ∴ |  | OK
[10 empty] | fbu |  |  | = |  | -310.9448 |  |  | MPa | [13 empty] | Ratio = |  |  | 1.2213
[10 empty] | ΦfFnc |  |  | = |  | 379.7594 |  |  | MPa
Checking 인장플랜지 응력
[10 empty] | fbu |  |  | ≤ |  | ΦfFnt | [17 empty] | ∴ |  | OK
[10 empty] | fbu |  |  | = |  | 333.3139 |  |  | MPa | [13 empty] | Ratio = |  |  | 1.1393
[10 empty] | ΦfFnt |  |  | = |  | 379.7527 |  |  | MPa
[7 empty] | Checking moment for compact section | [36 empty] | Hide this row
[10 empty] | Mu |  |  | ≤ |  | ΦfMn | [17 empty] | ∴ |  | OK | [8 empty] | Hide this row
[10 empty] | Mu |  |  | = |  | 89497.7905 |  |  |  | kNm | [12 empty] | Ratio = |  |  | 1.453 | [8 empty] | Hide this row
[10 empty] | ΦfMn |  |  | = |  | 130042.6417 |  |  |  | kNm | [24 empty] | Hide this row
7.2.3. 웨브 검토 | [42 empty] | (강.설 4.3.3.2.3.3)
[7 empty] | Vui |  | ≤ |  | ΦvVn
|  | ■ | Shear along the single web (Vui) 산정
|  |  |  | Vu |  | = |  | 1.25 (DC1 + DC2 + DC3 + DC4) + 1.50DW + 1.8LL
[6 empty] | = |  | 1.25 * ( |  |  | 28.58 |  |  | + | 0.8 |  |  | + | 8.21 |  |  | + | 4.29 |  |  | ) + 1.50 * |  |  |  | 4.03 |  |  | + 1.80 * |  |  |  | 454.01
[6 empty] | = |  | 875.613 |  |  |  | kN
|  |  |  | Vui |  | = |  | Vu / 2 / cosΦ | [9 empty] | = |  | 875.613 |  |  |  | / 2 / cos (atan ( | [6 empty] | 0.125 |  |  | ))
[6 empty] | = |  | 441.2136 |  |  |  | kN
|  | ■ | Ratio of shear buckling resistance ( C ) 산정
|  | Case | [14 empty] | C
|  | D/tw ≤ 1.12√(Ek/Fyw) | [14 empty] | 1 | [8 empty] | (1)
|  | 1.12√(Ek/Fyw) < D/tw ≤ 1.40√(Ek/Fyw) | [14 empty] | 1.12/(D/tw)√(Ek/Fyw) | [8 empty] | (2)
|  | D/tw > 1.40√(Ek/Fyw) | [14 empty] | 1.57(Ek/Fyw)/(D/tw)2 | [8 empty] | (3)
|  | ■ | Calculation of k - shear-buckling ccoefficient
|  | Case | [14 empty] | k
|  | Unstiffened web | [14 empty] | 5
|  | Stiffened web | [14 empty] | 5+5/(d0/D)²
|  | ■ | Classification of stiffened web and unstiffened web | [39 empty] | 강.설 4.3.3.1.9.1(3)
|  | Case | [17 empty] | Classification
|  | 수직보강재 간격 d0 ≤ 3D and 수평보강재 없음 | [17 empty] | Stiffened web
|  | 수직보강재 간격 d0 ≤ 1.5D and 수평보강재 있음 | [17 empty] | Stiffened web
|  | Otherwise | [17 empty] | unstiffened web
|  |  |  | d0 |  | = |  | 2500 |  |  | mm
|  |  |  | 3.0D |  | = |  | 8400 |  |  | mm |  |  |  |  | → |  | Stiffened web
|  |  |  | 수평보강재 |  | = |  | 있음
|  |  | → | k |  | = |  | 5 | [35 empty] | Hide this row
|  |  | → | k |  | = |  | 5 + 5 / (d0 / D)2 | [5 empty] | = | 5 + 5 / ( |  |  |  | 2500 |  |  | / | 2800 |  |  | )2
[6 empty] | = |  | 11.272
|  |  |  | D / tw |  | = |  | 2821.7902 |  |  | / | 12 | [12 empty] | = | 235.1492
|  |  |  | 1.12√(Ek/Fyw) |  | = |  | 1.12 * √ ( |  |  |  | 210000 |  |  |  | * | 11.272 |  |  | / | 355 |  |  | ) | = | 91.4564 |  |  |  |  | → |  | (3) |  | Equation 사용
|  |  |  | 1.4√(Ek/Fyw) |  | = |  | 1.40 * √ ( |  |  |  | 210000 |  |  |  | * | 11.272 |  |  | / | 355 |  |  | ) | = | 114.3205
|  |  | → | C |  | = |  | 1 | [35 empty] | Hide this row
|  |  | → | C |  | = |  | 1.12 / ( |  |  | 2821.7902 |  |  | / | 12 |  | ) √ ( |  | 210000 |  |  |  | * | 11.272 |  |  | / | 355 |  |  | ) | [12 empty] | Hide this row
[6 empty] | = |  | 0.38893 | [35 empty] | Hide this row
|  |  | → | C |  | = |  | 1.57 * ( |  |  | 210000 |  |  |  | * | 11.272 |  |  | / | 355 |  |  | ) / ( |  | 2821.7902 |  |  | / | 12 |  | )2
[6 empty] | = |  | 0.18932
|  | ■ | Nominal shear resistance Vn 산정
|  |  | Check condition | [6 empty] | 2Dtw / (bfctfc + bfttft) ≤ 2.5
[13 empty] | 2 * |  | 2821.7902 |  |  | * | 12 | [6 empty] | = |  | 0.5392 |  |  |  | < |  | 2.5
[9 empty] | 2 |  | * | 600 |  |  | * | 40 |  | + | 1940 |  |  | * | 40
|  |  |  | Vn |  | = |  | 0.58FywDtw [C + 0.87(1 - C) / √(1 + d02/ D2)]
[6 empty] | = |  | 0.58 * |  |  | 355 |  |  | * | 2821.7902 |  |  | * | 12 |  | *[ | 0.18932 |  |  | + |  |  | 0.87 * ( 1 - |  |  |  | 0.18932 |  |  | ) |  | ]
[26 empty] | √ ( 1 + |  |  | 2500 |  |  | ² / | 2800 |  |  | ² )
|  |  |  | Vn |  | = |  | 4987.9985 |  |  |  | kN
|  |  |  | Vn |  | = |  | 0.58FywDtw [C + 0.87(1 - C) / √(1 + d02/ D2 + d0/D)] | [35 empty] | Hide this row
[6 empty] | = |  | 0.58 * |  |  | 355 |  |  | * | 2821.7902 |  |  | * | 12 |  | *[ | 0.18932 |  |  | + | [5 empty] | 0.87 * ( 1 - |  |  |  | 0.18932 |  |  | ) |  |  |  |  | ] | Hide this row
[26 empty] | √ ( 1 + |  |  | 2500 |  |  | ² / | 2800 |  |  | ² + 2500 / 2800 | [7 empty] | Hide this row
|  |  |  | Vn |  | = |  | 4318.0978 |  |  |  | kN | [31 empty] | Hide this row
Checking shear for web
[10 empty] | Vui |  |  | ≤ |  |  | ΦvVn | [16 empty] | ∴ |  | OK
[10 empty] | Vui |  |  | = |  |  | 441.2136 |  |  | kN | [12 empty] | Ratio = |  |  | 11.3052
[10 empty] | ΦvVn |  |  | = |  |  | 4987.9985 |  |  | kN
Vu Vui
Φ
정모멘트 부모멘트
①
②
③
①
②
④
⑤
 ① = fbu 플랜지 인장응력
 ② = fbu 플랜지 압축응력
 ③ = fdeck 바닥판 압축응력
 ④ = fbot 내부 con'c 압축응력
 ⑤ = fs 철근 인장응력
PNA
Y
Case 1, 8, a, b, c, d
PNA
Y
Case 2, 9
PNA
Y
Case 3, 4, 5, 6, 7
Hst
Prb
Prt
Pt
Pwt
Pwb
Pbot
Pc
Ps
Pt
Pwb
Prb
Prt
Pwt
Pc
D
ts
Hc
Psb
Pst
Hsb
Pst
Psb
crb
crt
Positive moment
Negative moment
Pr3
Pr2
Pr1
th
정모멘트
PNA
Dp
Dt
부모멘트
PNA
Dp
Dt
b
w
a
Yes
Yes
Positive moment
Not classified
Straight bridge
No
Non-compact section
Fyf, Fyw ≤ 455MPa
D/tw ≤ 150 without longitudinally stiffeners
0.8w ≤ a ≤ 1.2w
0.65w ≤ a ≤ 1.35w for nonparallel box
S ≤ 1/4
b ≤ min(a; 1800)
2Dcp / tw ≤ 3.76√(E / Fyc)
No
No
Compact section
Yes

## D-SLS
|  |  |  | 7 |  |  | 단 면 검 토
Reapply Filter here
7.3. 사용한계상태 | [40 empty] | 강.설 4.3.3.2.6 |  |  |  | to hide all "Hide this row" rows
검토내용
플랜지 요구조건
[13 empty] | ff ≤ 0.95RhFyf |  |  |  | (1) | [16 empty] | (강.설 4.3-138)
웨브의 휨좌굴강도
[13 empty] | fc ≤ Fcrw |  |  |  | (2) | [16 empty] | (강.설 4.3-141)
Except for the section in positive flexure in which the web satisfies D/tw ≤ 150
철근 (부모멘트)
[13 empty] | fs ≤ 0.8Fy |  |  |  | (3)
7.3.1. 플랜지 요구조건 | [40 empty] | 강.설 4.3.3.1.4.2
ff ≤ 0.95RhFyf
여기서,
|  |  | ff |  | = |  | 플랜지 횡방향 휨을 고려하지 않은 사용한계상태조합에 의한 플랜지 응력
|  |  | Rh |  | = |  | 하이브리드 단면의 플랜지 응력감소계수
7.3.2. 웨브의 휨좌굴강도 | [40 empty] | 강.설 4.3.3.1.4.2
fc ≤ Fcrw
여기서,
|  |  | fc |  | = |  | 플랜지 횡방향 휨을 고려하지 않은 사용한계상태조합에 의한 단면의 압축플랜지 응력
|  |  | Fcrw |  | = |  | 웨브 공칭휨좌굴강도
|  |  | Fcrw |  | = |  | 0.9Ek |  |  |  | ≤ smaller (RhFyc and Fyw/0.7)
(D/tw)2
| ■ | Calculation of k - bend-buckling coefficient
|  | → For the unstiffened web | [9 empty] | k = 9/(Dc/D)2
|  | → For one longitudinal stiffener | [25 empty] | ( A. 6.10.1.9 & 강.설 4.3.3.1.1.9)
|  | Case | [14 empty] | k
|  | - 양쭉단이 압축 경우 | [14 empty] | 7.2
- Otherwise
|  |  | ds/Dc ≥ 0.4 | [13 empty] | 5.17/(ds/D)2 ≥ 9/(Dc/D)2
|  |  | ds/Dc < 0.4 | [13 empty] | 11.64/[(Dc-ds)/D]2
|  |  | Dc |  | = |  | 탄성범위 내에서 웨브의 압축 측 높이
[5 empty] | = |  | YU1 - ttop for Positive moment; YL2s - tbot for Negative moment
|  |  | ds |  | = |  | 수평보강재 중심선과 압축플랜지 안쪽면사이의 거리
In this case, the values ds is taken as 0.2D
→ For two longitudinal stiffener, k is calculated by equations proposed in below papers
Kim, Byung Jun, et al. "Web bend-buckling strength of plate girders with two longitudinal web stiffeners."
Structural Engineering and Mechanics 69.4 (2019): 383-397.
|  | Case | [14 empty] | k
|  | Ψ ≥ -1.0 |  | - dsc / Dc < 0.4 | [12 empty] | 247.8 (dsc / Dc)1.8 (1 - Ψ)2.7
|  |  |  | - dsc / Dc ≥ 0.4 | [12 empty] | 4.82 (Dc / dsc)2.5 (1 - Ψ)2.7
|  | Ψ < -1.0 | [14 empty] | 247.8 (1 - Ψ)0.32
|  |  | dsc |  | = |  | distance between the center of the two longitudinal stiffeners and the inner surface of
the compression flange
|  |  | Ψ |  | = |  | ft / fc : stress ratio in the web panel
In this case, the distances between the first and second stiffener to the inner surface of the compression flange
are taken as 0.14D and 0.36D, thus, dsc would be 0.25D
| ■ | 탄성범위 내에서 웨브의 압축 측 높이 Dc 산정
|  |  | Dc |  | = |  | -fc / ( ¦ fc ¦ + ft ) * d - tfc ≥ 0 | [33 empty] | 강.설 B.3.1
|  |  | fdeck |  | = |  | 1.0*DC4 + 1.0*DW + 1.3*LL
n * Sdeck
|  |  | fbot |  | = |  | 1.0*DC3 |  |  |  | + | 1.0*DC4 + 1.0*DW + 1.3*LL
[7 empty] | n*Sbot1 | [7 empty] | n * Sbot2
7.3.3 부모멘트 인장철근 검토
fs ≤ 0.8Fy
여기서,
|  |  | fs |  | = |  | 부모멘트 인장철근 응력 (사용 I 한계상태)
|  |  | fs |  | = |  | 1.0*DC4 + 1.0*DW + 1.0*LL
Srebar
Sectional checking in detail
1. Section: | [5 empty] | 1-1
[8 empty] | Description | [18 empty] | Symbol |  |  | Value | [6 empty] | Unit | [5 empty] | Section | Station
[8 empty] | Station | [17 empty] | 16 |  |  |  | 31.9 | [6 empty] | m | [5 empty] | 1-1 | 31.9
[8 empty] | Positive / Negative moment | [21 empty] | Positive | [12 empty] | 2-2 | 71.9
[8 empty] | 철근 |  |  |  |  | - Top of deck to top layer rebar | [13 empty] | crt |  |  | 50 | [6 empty] | mm | [5 empty] | 3-3 | 81.9
[8 empty] | Top flange |  |  |  |  | - 개수 | [13 empty] | ntop |  |  | 2 | [6 empty] | mm | [5 empty] | 4-4 | 91.9
[13 empty] | - 폭 | [13 empty] | btop |  |  | 600 | [6 empty] | mm | [5 empty] | 5-5 | 121.9
[13 empty] | - 두께 | [13 empty] | ttop |  |  | 40 | [6 empty] | mm
[8 empty] | Bottom flange |  |  |  |  | - 폭 | [13 empty] | bbot |  |  | 1940 | [6 empty] | mm
[13 empty] | - 두께 | [13 empty] | tbot |  |  | 40 | [6 empty] | mm
[8 empty] | Web |  |  |  |  | - Depth | [13 empty] | D |  |  | 2800 | [6 empty] | mm
[13 empty] | - Thickness | [13 empty] | tw |  |  | 12 | [6 empty] | mm
[13 empty] | - Slope | [13 empty] | S |  |  | 0.125 | [6 empty] | rad
[8 empty] | Deck |  |  |  |  | - Thickness | [13 empty] | ts |  |  | 290 | [6 empty] | mm
[13 empty] | - Haunch | [13 empty] | th |  |  | 0 | [6 empty] | mm
[8 empty] | 보강재 |  |  |  |  | - 수평 보강재 개수 | [13 empty] | ns |  |  | 2
[8 empty] | 부재력 |  |  |  |  | - Moment | [13 empty] | DC1 |  |  | 11912.56 | [6 empty] | kNm
[27 empty] | DC2 |  |  | 25.2 | [6 empty] | kNm
[27 empty] | DC3 |  |  | 21961.12 | [6 empty] | kNm
[27 empty] | DC4 |  |  | 5291.55 | [6 empty] | kNm
[27 empty] | DW |  |  | 4644.61 | [6 empty] | kNm
[27 empty] | LLmax |  |  | 18634.91 | [6 empty] | kNm
[27 empty] | LLmin |  |  | -2093.64 | [6 empty] | kNm
[8 empty] | 단면개수 |  |  |  |  | - Stage 1: Steel only | [13 empty] | A1 |  |  | 198442.9651 | [6 empty] | mm2
[27 empty] | I1 |  |  | 294458361973.7598 | [6 empty] | mm4
[27 empty] | YU1 |  |  | 1685.8661 | [6 empty] | mm
[27 empty] | YL1 |  |  | 1194.1339 | [6 empty] | mm
[13 empty] | - Stage 2: Steel + Bottom concrete | [13 empty] | A2s |  |  | 198442.9651 | [6 empty] | mm2
[14 empty] | (Shottime) | [12 empty] | I2s |  |  | 294458361973.7598 | [6 empty] | mm4
[27 empty] | YU2s |  |  | 1685.8661 | [6 empty] | mm
[27 empty] | YL2s |  |  | 1194.1339 | [6 empty] | mm
[13 empty] | - Stage 2: Steel + Bottom concrete | [13 empty] | A2l |  |  | 198442.9651 | [6 empty] | mm2
[14 empty] | (Longtime) | [12 empty] | I2l |  |  | 294458361973.7598 | [6 empty] | mm4
[27 empty] | YU2l |  |  | 1685.8661 | [6 empty] | mm
[27 empty] | YL2l |  |  | 1194.1339 | [6 empty] | mm
[13 empty] | - Stage 3: Steel + deck | [13 empty] | A3s |  |  | 446354.6516 | [6 empty] | mm2
[14 empty] | (Shottime) | [12 empty] | I3s |  |  | 649687231067.524 | [6 empty] | mm4
[27 empty] | YU3s |  |  | 691.1937 | [6 empty] | mm
[27 empty] | YL3s |  |  | 2188.8063 | [6 empty] | mm
[13 empty] | - Stage 3: Steel + deck | [13 empty] | A3l |  |  | 281080.1939 | [6 empty] | mm2
[14 empty] | (Longterm) | [12 empty] | I3l |  |  | 482152011680.1017 | [6 empty] | mm4
[27 empty] | YU3l |  |  | 1159.3537 | [6 empty] | mm
[27 empty] | YL3l |  |  | 1720.6463 | [6 empty] | mm
[13 empty] | - Stage 4: Steel + Bottom concrete | [13 empty] | A4s |  |  | 211526.9131 | [6 empty] | mm2
[14 empty] | + Rebar (Shorttime) | [12 empty] | I4s |  |  | 334483056239.5226 | [6 empty] | mm4
[27 empty] | YU4s |  |  | 1574.3491 | [6 empty] | mm
[27 empty] | YL4s |  |  | 1305.6509 | [6 empty] | mm
[13 empty] | - Stage 4: Steel + Bottom concrete | [13 empty] | A4l |  |  | 202804.2811 | [6 empty] | mm2
[14 empty] | + Rebar (Longtime) | [12 empty] | I4l |  |  | 308371923533.2458 | [6 empty] | mm4
[27 empty] | YU4l |  |  | 1647.095 | [6 empty] | mm
[27 empty] | YL4l |  |  | 1232.905 | [6 empty] | mm
[8 empty] | 사 용 재 료 |  |  |  |  | - 강재 탄성계수 | [13 empty] | Es |  |  | 210000 | [6 empty] | MPa
[13 empty] | - 상부플랜지 항복강도 | [13 empty] | Fytop |  |  | 380 | [6 empty] | MPa
[13 empty] | - 하부플랜지항복강도 | [13 empty] | Fybot |  |  | 380 | [6 empty] | MPa
[13 empty] | - 압축플랜지 항복강도 | [13 empty] | Fyc |  |  | 380 | [6 empty] | MPa
[13 empty] | - 인장플랜지 항복강도 | [13 empty] | Fyt |  |  | 380 | [6 empty] | MPa
[13 empty] | - Web 항복강도 | [13 empty] | Fyw |  |  | 355 | [6 empty] | MPa
[13 empty] | - 철근 항복강도 | [13 empty] | Fys |  |  | 400 | [6 empty] | MPa
7.3.1. 플랜지 요구조건 | [40 empty] | 강.설 4.3.3.1.4.2
ff ≤ 0.95RhFyf
여기서,
|  |  | ff |  | = |  | 플랜지 횡방향 휨을 고려하지 않은 사용한계상태조합에 의한 플랜지 응력
|  |  | Rh |  | = |  | 하이브리드 단면의 플랜지 응력감소계수
| ■ | 압축플랜지 단면계수 산정
|  |  | - | Steel |  |  |  |  | SU = I1 / YU1 | [7 empty] | = | 294458361973.7598 |  |  |  | / | 1685.8661 | [7 empty] | = | 174662958.1814 |  |  |  | mm3
|  |  | - | Sbot_con |  |  |  |  | SU = I1 / YU1 | [7 empty] | = | 294458361973.7598 |  |  |  | / | 1685.8661 | [7 empty] | = | 174662958.1814 |  |  |  | mm3
|  |  | - | Slongterm |  |  |  |  | SU = I3l / YU3l | [7 empty] | = | 482152011680.1017 |  |  |  | / | 1159.3537 | [7 empty] | = | 415879998.3456 |  |  |  | mm3
|  |  | - | Sshortterm |  |  |  |  | SU = I3s / YU3s | [7 empty] | = | 649687231067.524 |  |  |  | / | 691.1937 | [7 empty] | = | 939949525.0884 |  |  |  | mm3
| ■ | 인장플랜지 단면계수 산정
|  |  | - | Steel |  |  |  |  | SL = I1 / YL1 | [7 empty] | = | 294458361973.7598 |  |  |  | / | 1194.1339 | [7 empty] | = | 246587392.4069 |  |  |  | mm3
|  |  | - | Sbot_con |  |  |  |  | SL = I1 / YL1 | [7 empty] | = | 294458361973.7598 |  |  |  | / | 1194.1339 | [7 empty] | = | 246587392.4069 |  |  |  | mm3
|  |  | - | Slongterm |  |  |  |  | SL = I3l / YL3l | [7 empty] | = | 482152011680.1017 |  |  |  | / | 1720.6463 | [7 empty] | = | 280215643.1292 |  |  |  | mm3
|  |  | - | Sshortterm |  |  |  |  | SL = I3s / YL3s | [7 empty] | = | 649687231067.524 |  |  |  | / | 2188.8063 | [7 empty] | = | 296822630.6811 |  |  |  | mm3
플랜지 응력 (fbu) 산정
fbu = 1.00(DC1 + DC2) / Ssteel + 1.00DC3 / Sbot_con + (1.00DC4 + 1.00DW) / Slongterm + 1.30LL / Sshortterm
| ■ | 상부플랜지 응력 | [5 empty] | ( 압축 )
|  | fbu |  | = |  | -1.0*( |  |  | 11912.56 |  |  | + | 25.2 |  |  | ) | + | -1.0 * |  |  | 21961.12 |  |  | + | -1.0 * |  |  | 5291.55 |  |  | - 1.0 * |  |  | 4644.61 |  |  | + | -1.3* |  | 18634.91
[9 empty] | 174662958.1814 | [9 empty] | 174662958.1814 | [9 empty] | 415879998.3456 | [9 empty] | 939949525.0884
|  | fbu |  | = |  | -243.7466 |  |  |  | Mpa
| ■ | 하부플랜지 응력 | [5 empty] | ( 인장 )
|  | fbu |  | = |  | 1.0 *( |  |  | 11912.56 |  |  | + | 25.2 |  |  | ) | + | 1.0 * |  |  | 21961.12 |  |  | + | 1.0 * |  |  | 5291.55 |  |  | + 1.5 * |  |  | 4644.61 |  |  | + | 1.3 * |  | 18634.91
[9 empty] | 246587392.4069 | [9 empty] | 246587392.4069 | [9 empty] | 280215643.1292 | [9 empty] | 296822630.6811
|  | fbu |  | = |  | 254.5467 |  |  |  | Mpa
|  | → | This section is in | [5 empty] | Positive |  |  |  | moment
| ■ |  | Rh = 하이브리드 계수 | [37 empty] | 강.설 4.3.3.1.1.10(1)
|  | Case | [11 empty] | Rh
|  | Fyw ≥ Fyf | [11 empty] | 1
|  | Otherwise | [11 empty] | [12+β(3ρ -ρ3)]/(12 + 2β)
|  | - |  | ρ |  | = |  | Min(Fyw/fn ; 1.0) | [8 empty] | = | Min ( |  |  | 355 |  |  | / | 380 |  |  | , 1.0 ) |  | ) | = | 0.93421
|  | - |  | fn |  | = |  | Max(Fyf, fbu) | [8 empty] | = | Max ( |  |  | 380 |  |  | , | 254.5467 |  |  | ) |  |  | = | 380
|  | - |  | Dn |  | = |  | Max (YU - ttop; YL - tbot) = Max ( | [11 empty] | 691.1937 |  |  | - | 40 |  | ; | 2188.8063 |  |  | - | 40 |  | ) | = | 2148.8063
|  | - |  | Afn |  | = |  | Bottom flange 면적 | [8 empty] | = | 1 | * | 1940 |  |  | * | 40 | [6 empty] | = | 77600
|  | - |  | β |  | = |  | 2Dntw/Afn | [8 empty] | = | 2 | * | 2148.8063 |  |  | * | 12 |  | / | 77600 |  |  |  | = | 0.66458
|  | → |  | Rh |  | = |  | 12+β(3ρ -ρ3) | [8 empty] | = |  | 12 |  | + | 0.66458 |  |  | ( 3 * |  | 0.93421 |  | - | 0.93421 |  | ³ ) |  |  |  | = | 0.99937
[9 empty] | 12 + 2β | [12 empty] | 12 + 2 * |  |  |  | 0.66458
Checking 압축플랜지 응력
[10 empty] | ff |  |  | ≤ |  | 0.95RhFyf | [17 empty] | ∴ |  | OK
[10 empty] | ff |  |  | = |  | -243.7466 |  |  | MPa | [13 empty] | Ratio = |  |  | 1.4801
[9 empty] | 0.95RhFyf |  |  |  | = |  | 0.95 * |  |  | 0.99937 |  |  | * | 380 |  |  | = | 360.7714 |  |  | Mpa
Checking 인장플랜지 응력
[10 empty] | ff |  |  | ≤ |  | 0.95RhFyf | [17 empty] | ∴ |  | OK
[10 empty] | ff |  |  | = |  | 254.5467 |  |  | MPa | [13 empty] | Ratio = |  |  | 1.4173
[9 empty] | 0.95RhFyf |  |  |  | = |  | 0.95 * |  |  | 0.99937 |  |  | * | 380 |  |  | = | 360.7714 |  |  | Mpa
7.3.2. 웨브의 휨좌굴강도
fc ≤ Fcrw
|  | This section is in positive moment and D/tw = | [16 empty] | 2821.7902 |  |  | / | 12 |  | = | 235.1492 |  |  | > | 150 | [11 empty] | Hide this row
|  | → |  | Do not be checked | [37 empty] | Hide this row
| ■ | Calculation of Dc
|  |  |  | Dc |  | = |  | -fc / ( ¦ fc ¦ + ft ) * d - tfc ≥ 0 | [32 empty] | 강.설 B.3.1
[6 empty] | = |  | 243.7466 |  |  | / ( ¦ |  | -243.7466 |  |  | ¦ + |  | 254.5467 |  |  | ) * | 2880 |  |  | - | 40
[6 empty] | = |  | 1368.7892 |  |  | mm
| ■ | Calculation of k - bend-buckling coefficient
|  | 수평 보강재 개수 = | [6 empty] | 2
|  | → For the unstiffened web | [39 empty] | Hide this row
|  |  |  | k |  | = |  | 9/(Dc/D)2 |  |  |  | = | 9 / ( |  | 1368.7892 |  |  | / | 2800 |  |  | )2 |  | = |  | 37.6604 | [15 empty] | Hide this row
|  | → For one longitudinal stiffener | [25 empty] | ( A. 6.10.1.9 & 강.설 4.3.3.1.1.9) | [13 empty] | Hide this row
|  | Case | [14 empty] | k | [24 empty] | Hide this row
|  | - 양쭉단이 압축 경우 | [14 empty] | 7.2 | [24 empty] | Hide this row
|  | - Otherwise | [39 empty] | Hide this row
|  |  | ds/Dc ≥ 0.4 | [13 empty] | 5.17/(ds/D)2 ≥ 9/(Dc/D)2 | [24 empty] | Hide this row
|  |  | ds/Dc < 0.4 | [13 empty] | 11.64/[(Dc-ds)/D]2 | [24 empty] | Hide this row
Hide this row
|  |  |  | D |  | = |  | 2800 |  |  | mm | [30 empty] | Hide this row
|  |  |  | ds |  | = |  | 0.2D = 0.2 * |  |  |  |  | 2800 |  |  | = | 560 |  |  | mm | [21 empty] | Hide this row
|  |  |  | ds/Dc |  | = |  | 560 |  |  | / | 1368.7892 |  |  |  | = | 0.40912 |  |  | > 0.4 | [21 empty] | Hide this row
|  |  |  | k |  | = |  | 5.17 / ( ds / D)² ≥ 9 / ( Dc / D)² | [33 empty] | Hide this row
[6 empty] | = |  | 5.17 / ( |  |  | 560 |  |  | / | 2800 |  |  | )2 | = | 129.25 |  |  |  | > |  | 9 / ( |  | 1368.7892 |  |  | / | 2800 |  |  | )2 | = | 37.6604 |  |  |  |  | Hide this row
[6 empty] | = |  | 129.25 | [33 empty] | Hide this row
|  |  |  | k |  | = |  | 11.64/[(Dc-ds)/D]2 | [33 empty] | Hide this row
[6 empty] | = |  | 11.64 / [ ( |  |  |  | 1368.7892 |  |  | - | 560 |  |  | ) / | 2800 |  |  | ]2 | [18 empty] | Hide this row
[6 empty] | = |  | 139.5078 | [33 empty] | Hide this row
|  |  | → For two longitudinal stiffener, k is calculated by equations proposed in below papers | k |  | = |  | 129.25 | [33 empty] | Hide this row
→ For two longitudinal stiffener, k is calculated by equations proposed in below papers
Kim, Byung Jun, et al. "Web bend-buckling strength of plate girders with two longitudinal web stiffeners."
Structural Engineering and Mechanics 69.4 (2019): 383-397.
|  | Case | [14 empty] | k
|  | Ψ ≥ -1.0 |  |  |  |  | - dsc / Dc < 0.4 | [9 empty] | 247.8 (dsc / Dc)1.8 (1 - Ψ)2.7
[7 empty] | - dsc / Dc ≥ 0.4 | [9 empty] | 4.82 (Dc / dsc)2.5 (1 - Ψ)2.7
|  | Ψ < -1.0 | [14 empty] | 247.8 (1 - Ψ)0.32
|  |  |  | dsc |  | = |  | 0.25D = 0.25 * | [5 empty] | 2800 |  |  | = | 700 |  |  | mm
|  |  |  | Ψ |  | = |  | ft / fc : stress ratio in the web panel
[6 empty] | = |  | 254.5467 |  |  | / | -243.7466 |  |  |  |  | = | -1.0443 |  |  |  | < -1.0
|  |  | dsc/Dc |  |  | = |  | 0.5114 |  |  |  | > 0.4 | [29 empty] | Hide this row
|  |  | → | k |  | = |  | 247.8 * ( |  |  |  | 700 |  |  | / | 1368.7892 |  |  | )1.8 * ( 1.0 - |  |  |  |  | -1.0443 |  |  | )2.7 | [14 empty] | Hide this row
[6 empty] | = |  | 510.9136 | [33 empty] | Hide this row
|  |  | → | k |  | = |  | 4.82* ( |  |  | 1368.7892 |  |  | / | 700 |  |  | )2.5 * ( 1.0 - |  |  |  |  | -1.0443 |  |  | )2.7 | [15 empty] | Hide this row
[6 empty] | = |  | 177.6719 | [33 empty] | Hide this row
|  |  | → | k |  | = |  | 247.8 * ( 1.0 - | [5 empty] | -1.0443 |  |  | )0.32
[6 empty] | = |  | 311.513
|  |  | → For two longitudinal stiffener, k is calculated by equations proposed in below papers | k |  | = |  | 311.513
| ■ | 웨브 공칭휨좌굴강도 (Fcrw) 산정
|  |  |  | Fcrw |  | = |  | 0.9Ek |  |  |  | ≤ smaller (RhFyc and Fyw/0.7)
(D/tw)2
|  |  |  | D |  | = |  | Length along the slope = D / cosΦ
[6 empty] | = |  | 2800 |  |  | / cos(atan( |  |  |  | 0.125 |  |  | )) | = | 2821.7902
|  |  |  | Fcrw |  | = |  | 0.9 * |  | 210000 |  |  |  | * | 311.513 |  |  |  | = | 1064.7583 |  |  |  | Mpa
[9 empty] | ( | 2821.7902 |  |  | / | 12 |  | )
|  |  | → For two longitudinal stiffener, k is calculated by equations proposed in below papers | Fcrw |  | = |  | Min [ |  | 1064.7583 |  |  |  | , | 0.99937 |  |  | * | 380 |  |  | , | 355 |  |  | / 0.7 ]
|  |  |  | Fcrw |  | = |  | 379.7594 |  |  | Mpa
Checking web Bend-Buckling Resistance for slender web
[10 empty] | fbu |  |  | ≤ |  |  | Fcrw | [16 empty] | ∴ |  | OK
[10 empty] | fbu |  |  | = |  |  | 243.7466 |  |  | Mpa | [12 empty] | Ratio = |  |  | 1.558
[9 empty] | ΦfFcrw |  |  |  | = |  |  | 379.7594 |  |  | Mpa
7.3.3. 부모멘트 인장철근 검토
fs ≤ 0.8Fy
여기서,
|  |  |  | fs |  | = |  | 부모멘트 인장철근 응력 (사용 I 한계상태)
|  |  |  | fs |  | = |  | 1.0*DC4 + 1.0*DW + 1.0*LL
Srebar
This section is Postive moment => Do not be checked
|  |  | Srebar |  |  | = |  | I4s / (YU4s - ttop + th + ts - crt) | [33 empty] | Hide this row
[6 empty] | = |  | 334483056239.5226 |  |  |  | / ( | 1574.3491 |  |  | - | 40 |  | + | 0 |  |  | + | 290 |  |  | - | 50 |  | ) | [11 empty] | Hide this row
[6 empty] | = |  | 188510281.2946 |  |  |  | mm3 | [29 empty] | Hide this row
|  |  |  | fs |  | = |  | 5291.55 |  |  |  | + | 4644.61 |  |  |  | + | -2093.64 |  |  |  |  | = |  | 41.6026 |  |  |  | Mpa | [12 empty] | Hide this row
[12 empty] | 188510281.2946 | [29 empty] | Hide this row
Hide this row
[7 empty] | 부모멘트 인장철근 검토 | [34 empty] | Hide this row
[10 empty] | fs |  |  | ≤ |  |  | 0.8Fy | [16 empty] | ∴ |  | OK | [6 empty] | Hide this row
[10 empty] | fs |  |  | = |  |  | 41.6026 |  |  | Mpa | [12 empty] | Ratio = |  |  | 7.6918 | [6 empty] | Hide this row
[10 empty] | 0.8Fy |  |  | = |  |  | 320 |  |  | Mpa | [22 empty] | Hide this row
정모멘트 부모멘트
ft
fc
ft
fc
Dc
d
Dc
tfc
tfc
fcon
fcon

## D-FLS
|  |  |  | 7 |  |  | 단 면 검 토
Reapply Filter here
7.4. 피로 및 파단한계상태 | [41 empty] | to hide all "Hide this row" rows
검토내용
[5 empty] | · 하중유발 피로 |  |  |  | γ(Δf) ≤ (ΔF)n | [24 empty] | (KDS 14 31 20(4.1)
[5 empty] | · 웨브 피로요구조건 (전단) |  |  |  | Vu ≤ Vcr | [24 empty] | (강.설 4.3-142)
7.4.1. 하중유발 피로 | [37 empty] | (KDS 14 31 20(4.1)
γ(Δf) ≤ (ΔF)n
여기서,
[5 empty] | γ |  |  | = |  |  | 0.75 - 하중조합 규정에 명시된 하중계수
[5 empty] | (Δf) |  |  | = |  |  | 하중효과, 즉 피로설계하중 통과 시 발생되는 활하중 응력범위
[5 empty] | (ΔF)n |  |  | = |  |  | 공칭피로강도
|  | ■ | 공칭피로강도 산정 | [34 empty] | (KDS 14 31 20(4.1.2.5)
[5 empty] | (ΔF)n |  |  | = |  |  | (NTH/N)1/3•(ΔF)TH | [6 empty] | if |  | N ≤ NTH
[8 empty] | = |  |  | (NTH/N)1/5•(ΔF)TH | [6 empty] | if |  | NTH ≤ N ≤ NCL
[8 empty] | = |  |  | (ΔF)CL | [6 empty] | if |  | N > NCL
여기서,
[5 empty] | N |  |  | = |  |  | (365)•(100)•n•(ADTT)SL
[8 empty] | = |  |  | 54750000
[5 empty] | n |  |  | = |  |  | 1
[5 empty] | (ADTT)SL |  |  | = |  |  | 1500 |  |  |  | (assumed)
[5 empty] | (ΔF)TH |  |  | = |  |  | 일정진폭 피로한계값
[5 empty] | (ΔF)CL |  |  | = |  |  | 무한수명 공칭피로강도
[5 empty] | NTH |  |  | = |  |  | 일정진폭 피로한계값에 해당하는 응력범위 반복횟수
[5 empty] | NCL |  |  | = |  |  | 무한수명 응력험위에 해당하는 응력법위 반복횟수
|  | No. |  | 상세설명 | [11 empty] | 법주 |  |  | NTH |  |  |  |  | NCL |  |  |  |  | (ΔF)TH |  |  |  | (ΔF)CL |  |  |  | (ΔF)n
|  | 1 |  | 수직보강재와 플랜지 및 수직보강재와 웨브의 용접 | [11 empty] | C' |  |  | 2550000 |  |  |  |  | 81470000 |  |  |  |  | 82.7 |  |  |  | 41.4 |  |  |  | 44.7854
|  | 2 |  | 가로보와 플랜지 및 가로보와 웨브의 용접 R = | [11 empty] | C |  |  | 4380000 |  |  |  |  | 140270000 |  |  |  |  | 69 |  |  |  | 34.5 |  |  |  | 41.6358
150
|  | 3 |  | 필릿이나 자동 스터드 용접 | [11 empty] | C |  |  | 4380000 |  |  |  |  | 140270000 |  |  |  |  | 69 |  |  |  | 34.5 |  |  |  | 41.6358
이 규정들은 순인장응력을 받는 상세에만 적용된다. 하중계수를 적용하지 않은 고정하중이, ∑DC, 압축응력을 발생시키는
부분의 경우, 이 압축응력이 피로한계상태조합에 최대 활하중 인장응력의 2배보다 작은 경우에만 피로문제를 고려한다
그리고 압축응력 ∑DC ≥ 2∙γ(Δf) 경우 → 검토 필요없음
7.4.2. 웨브의 비로요구조건
Vui ≤ ΦvVcr
|  |  |  | Vui |  | = |  | Vu/cosΦ
|  |  |  | Vu |  | = |  | 경사진 웨브 1개에 작용하는 계수하중에 의한 전단력
|  |  |  | Φ |  | = |  | 연직축에 대한 웨브의 경사각
|  |  |  | Vcr |  | = |  | CVp
|  |  |  | Vp |  | = |  | 0.58FywDtw
|  |  |  | ■ | Ratio of shear buckling resistance ( C ) 산정
|  |  |  | Case | [14 empty] | C
|  |  |  | D/tw ≤ 1.12√(Ek/Fyw) | [14 empty] | 1 | [8 empty] | (1)
|  |  |  | 1.12√(Ek/Fyw) < D/tw ≤ 1.40√(Ek/Fyw) | [14 empty] | 1.12/(D/tw)√(Ek/Fyw) | [8 empty] | (2)
|  |  |  | D/tw > 1.40√(Ek/Fyw) | [14 empty] | 1.57(Ek/Fyw)/(D/tw)2 | [8 empty] | (3)
|  |  |  | ■ | Calculation of k - shear-buckling ccoefficient
|  |  |  | Case | [14 empty] | k
|  |  |  | Unstiffened web | [14 empty] | 5
|  |  |  | Stiffened web | [14 empty] | 5+5/(d0/D)²
|  |  |  | ■ | Classification of stiffened web and unstiffened web | [32 empty] | 강.설 4.3.3.1.9.1(3)
|  |  |  | Case | [17 empty] | Classification
|  |  |  | 수직보강재 간격 d0 ≤ 3D and 수평보강재 없음 | [17 empty] | Stiffened web
|  |  |  | 수직보강재 간격 d0 ≤ 1.5D and 수평보강재 있음 | [17 empty] | Stiffened web
|  |  |  | Otherwise | [17 empty] | unstiffened web
Sectional checking in detail
1. Section: | [5 empty] | 1-1
[8 empty] | Description | [18 empty] | Symbol |  |  | Value | [6 empty] | Unit |  |  | Section | Station
[8 empty] | Station | [17 empty] | 16 |  |  |  | 31.9 | [6 empty] | m |  |  | 1-1 | 31.9
[8 empty] | Positive / Negative moment | [21 empty] | Positive | [9 empty] | 2-2 | 71.9
[8 empty] | Web |  |  |  |  | - Depth | [13 empty] | D |  |  | 2800 | [6 empty] | mm |  |  | 3-3 | 81.9
[13 empty] | - Thickness | [13 empty] | tw |  |  | 12 | [6 empty] | mm |  |  | 4-4 | 91.9
[13 empty] | - Slope | [13 empty] | S |  |  | 0.125 | [6 empty] | rad |  |  | 5-5 | 121.9
[8 empty] | 보강재 |  |  |  |  | - 수평 보강재 개수 | [13 empty] | ns |  |  | 2
[13 empty] | - 수직 보강재 간격 | [13 empty] | d0 |  |  | 2500 | [6 empty] | mm
[8 empty] | 부재력 |  |  |  |  | - Moment (FLS) | [13 empty] | DC1 |  |  | 11912.56 | [6 empty] | kNm
[27 empty] | DC2 |  |  | 25.2 | [6 empty] | kNm
[27 empty] | DC3 |  |  | 21961.12 | [6 empty] | kNm
[27 empty] | DC4 |  |  | 5291.55 | [6 empty] | kNm
[27 empty] | DW |  |  | 4644.61 | [6 empty] | kNm
[27 empty] | LLmax |  |  | 4526.41 | [6 empty] | kNm
[27 empty] | LLmin |  |  | -433.36 | [6 empty] | kNm
[13 empty] | - Shear | [13 empty] | DC1 |  |  | 28.58 | [6 empty] | kN
[27 empty] | DC2 |  |  | 0.8 | [6 empty] | kN
[27 empty] | DC3 |  |  | 8.21 | [6 empty] | kN
[27 empty] | DC4 |  |  | 4.29 | [6 empty] | kN
[27 empty] | DW |  |  | 4.03 | [6 empty] | kN
[27 empty] | LLmax |  |  | 193.2 | [6 empty] | kN
[27 empty] | LLmin |  |  | -200.07 | [6 empty] | kN
[8 empty] | 단면개수 |  |  |  |  | - Stage 1: Steel only | [13 empty] | A1 |  |  | 198442.9651 | [6 empty] | mm2
[27 empty] | I1 |  |  | 294458361973.7598 | [6 empty] | mm4
[27 empty] | YU1 |  |  | 1685.8661 | [6 empty] | mm
[27 empty] | YL1 |  |  | 1194.1339 | [6 empty] | mm
[13 empty] | - Stage 2: Steel + Bottom concrete | [13 empty] | A2s |  |  | 198442.9651 | [6 empty] | mm2
[14 empty] | (Shottime) | [12 empty] | I2s |  |  | 294458361973.7598 | [6 empty] | mm4
[27 empty] | YU2s |  |  | 1685.8661 | [6 empty] | mm
[27 empty] | YL2s |  |  | 1194.1339 | [6 empty] | mm
[13 empty] | - Stage 2: Steel + Bottom concrete | [13 empty] | A2l |  |  | 198442.9651 | [6 empty] | mm2
[14 empty] | (Longtime) | [12 empty] | I2l |  |  | 294458361973.7598 | [6 empty] | mm4
[27 empty] | YU2l |  |  | 1685.8661 | [6 empty] | mm
[27 empty] | YL2l |  |  | 1194.1339 | [6 empty] | mm
[13 empty] | - Stage 3: Steel + deck | [13 empty] | A3s |  |  | 446354.6516 | [6 empty] | mm2
[14 empty] | (Shottime) | [12 empty] | I3s |  |  | 649687231067.524 | [6 empty] | mm4
[27 empty] | YU3s |  |  | 691.1937 | [6 empty] | mm
[27 empty] | YL3s |  |  | 2188.8063 | [6 empty] | mm
[13 empty] | - Stage 3: Steel + deck | [13 empty] | A3l |  |  | 281080.1939 | [6 empty] | mm2
[14 empty] | (Longterm) | [12 empty] | I3l |  |  | 482152011680.1017 | [6 empty] | mm4
[27 empty] | YU3l |  |  | 1159.3537 | [6 empty] | mm
[27 empty] | YL3l |  |  | 1720.6463 | [6 empty] | mm
[13 empty] | - Stage 4: Steel + Bottom concrete | [13 empty] | A4s |  |  | 211526.9131 | [6 empty] | mm2
[14 empty] | + Rebar (Shorttime) | [12 empty] | I4s |  |  | 334483056239.5226 | [6 empty] | mm4
[27 empty] | YU4s |  |  | 1574.3491 | [6 empty] | mm
[27 empty] | YL4s |  |  | 1305.6509 | [6 empty] | mm
[13 empty] | - Stage 4: Steel + Bottom concrete | [13 empty] | A4l |  |  | 202804.2811 | [6 empty] | mm2
[14 empty] | + Rebar (Longtime) | [12 empty] | I4l |  |  | 308371923533.2458 | [6 empty] | mm4
[27 empty] | YU4l |  |  | 1647.095 | [6 empty] | mm
[27 empty] | YL4l |  |  | 1232.905 | [6 empty] | mm
[8 empty] | 사 용 재 료 |  |  |  |  | - 강재 탄성계수 | [13 empty] | Es |  |  | 210000 | [6 empty] | MPa
[13 empty] | - Web 항복강도 | [13 empty] | Fyw |  |  | 355 | [6 empty] | MPa
7.4.1. 하중유발 피로 | [37 empty] | (KDS 14 31 20(4.1)
γ(Δf) ≤ (ΔF)n
이 규정들은 순인장응력을 받는 상세에만 적용된다. 하중계수를 적용하지 않은 고정하중이, ∑DC, 압축응력을 발생시키는
부분의 경우, 이 압축응력이 피로한계상태조합에 최대 활하중 인장응력의 2배보다 작은 경우에만 피로문제를 고려한다
그리고 압축응력 ∑DC ≥ 2∙γ(Δf) 경우 → 검토 필요없음
| ■ | 하중계수를 적용하지 않은 고정하중이, ∑DC, 산정
fDC = 1.00(DC1 + DC2) / Ssteel + 1.00DC3 / Sbot_con + 1.00DC4 / Slongterm
|  |  |  | ● | 압축플랜지 단면계수 산정
[6 empty] | - | Steel |  |  |  |  | SU = I1 / YU1 | [7 empty] | = | 294458361973.7598 |  |  |  | / | 1685.8661 |  |  |  |  | = | 174662958.1814 |  |  |  | mm3
[6 empty] | - | Sbot_con |  |  |  |  | SU = I1 / YU1 | [7 empty] | = | 294458361973.7598 |  |  |  | / | 1685.8661 |  |  |  |  | = | 174662958.1814 |  |  |  | mm3
[6 empty] | - | Slongterm |  |  |  |  | SU = I3l / YU3l | [7 empty] | = | 482152011680.1017 |  |  |  | / | 1159.3537 |  |  |  |  | = | 415879998.3456 |  |  |  | mm3
[6 empty] | - | Sshortterm |  |  |  |  | SU = I3s / YU3s | [7 empty] | = | 649687231067.524 |  |  |  | / | 691.1937 |  |  |  |  | = | 939949525.0884 |  |  |  | mm3
|  |  |  | ● | 인장플랜지 단면계수 산정
[6 empty] | - | Steel |  |  |  |  | SL = I1 / YL1 | [7 empty] | = | 294458361973.7598 |  |  |  | / | 1194.1339 |  |  |  |  | = | 246587392.4069 |  |  |  | mm3
[6 empty] | - | Sbot_con |  |  |  |  | SL = I1 / YL1 | [7 empty] | = | 294458361973.7598 |  |  |  | / | 1194.1339 |  |  |  |  | = | 246587392.4069 |  |  |  | mm3
[6 empty] | - | Slongterm |  |  |  |  | SL = I3l / YL3l | [7 empty] | = | 482152011680.1017 |  |  |  | / | 1720.6463 |  |  |  |  | = | 280215643.1292 |  |  |  | mm3
[6 empty] | - | Sshortterm |  |  |  |  | SL = I3s / YL3s | [7 empty] | = | 649687231067.524 |  |  |  | / | 2188.8063 |  |  |  |  | = | 296822630.6811 |  |  |  | mm3
|  |  |  | ● | 상부플랜지 응력 | [5 empty] | ( 압축 )
[5 empty] | fDC |  | = |  | -1.0*( |  |  | 11912.56 |  |  | + | 25.2 |  |  | ) | + | -1.0 * |  |  | 21961.12 |  |  | + | -1.0 * |  |  | 5291.55
[12 empty] | 174662958.1814 | [9 empty] | 174662958.1814 | [6 empty] | 415879998.3456
[5 empty] | fDC |  | = |  | -206.8054 |  |  |  | Mpa
|  |  |  | ● | 하부플랜지 응력 | [5 empty] | ( 인장 )
[5 empty] | fDC |  | = |  | 1.0 *( |  |  | 11912.56 |  |  | + | 25.2 |  |  | ) | + | 1.0 * |  |  | 21961.12 |  |  | + | 1.0 * |  |  | 5291.55
[12 empty] | 246587392.4069 | [9 empty] | 246587392.4069 | [6 empty] | 280215643.1292
[5 empty] | fDC |  | = |  | 156.3559 |  |  |  | Mpa
| ■ | 하중효과, 즉 피로설계하중 통과 시 발생되는 활하중 응력범위
γ(Δf) = ¦ fLLmax - fLLmin ¦
fLL = 0.75LL / Sshortterm
|  |  |  | ● | 상부플랜지 응력 | [5 empty] | ( 압축 )
[5 empty] | fLLmax |  | = |  | -0.75 * |  |  | 4526.41 | [5 empty] | = |  | -3.6117 |  |  | Mpa
939949525.0884
[5 empty] | fLLmin |  | = |  | -0.75 * |  |  | -433.36 | [5 empty] | = |  | 0.34578 |  |  | Mpa
939949525.0884
[5 empty] | γ(Δf) |  | = |  | ¦ | -3.6117 |  |  | - | 0.34578 |  |  | ¦ | = |  | 3.9575 |  |  | MPa
|  |  |  | ● | 하부플랜지 응력 | [5 empty] | ( 인장 )
[5 empty] | fLLmax |  | = |  | 0.75 * |  |  | 4526.41 | [5 empty] | = |  | 11.4372 |  |  | Mpa
296822630.6811
[5 empty] | fLLmin |  | = |  | 0.75 * |  |  | -433.36 | [5 empty] | = |  | -1.095 |  |  | Mpa
296822630.6811
[5 empty] | γ(Δf) |  | = |  | ¦ | 11.4372 |  |  | - | -1.095 |  |  | ¦ | = |  | 12.5322 |  |  | MPa
| ■ | 수직 보강재 용접 검토
수직 보강재 용접 검토
[10 empty] | γ(Δf) |  |  | ≤ |  |  | (ΔF)n | [16 empty] | ∴ |  | OK
[10 empty] | γ(Δf) |  |  | = |  |  | max (상부, 하부) = | [6 empty] | 12.5322 |  |  | Mpa | [5 empty] | Ratio = |  |  | 3.5736
[10 empty] | (ΔF)n |  |  | = |  |  | 44.7854 |  |  | Mpa
| ■ | 상판-가로보 용접 검토
[5 empty] | fDC |  | = |  | -206.8054 |  |  | Mpa |  |  | => |  | 압축
[5 empty] | ¦fDC¦ |  | = |  | 206.8054 |  |  | MPa |  |  | > |  | 2 * γ(Δf) = |  |  |  | 7.915 |  |  | → |  | 검토 필요없음
[7 empty] | 상판-가로보 용접 검토 | [31 empty] | Hide this row
[10 empty] | γ(Δf) |  |  | ≤ |  |  | (ΔF)n | [16 empty] | ∴ |  | OK |  |  |  | Hide this row
[10 empty] | γ(Δf) |  |  | = |  |  | 상부 응력 = |  |  |  |  | 3.9575 |  |  | Mpa | [7 empty] | Ratio = |  |  | 10.5208 |  |  |  | Hide this row
[10 empty] | (ΔF)n |  |  | = |  |  | 41.6358 |  |  | Mpa | [19 empty] | Hide this row
| ■ | 스터드 용접 검토
[5 empty] | fDC |  | = |  | -206.8054 |  |  | Mpa |  |  | => |  | 압축
[5 empty] | ¦fDC¦ |  | = |  | 206.8054 |  |  | MPa |  |  | > |  | 2 * γ(Δf) = |  |  |  | 7.915 |  |  | → |  | 검토 필요없음
[7 empty] | 스터드 용접 검토 | [31 empty] | Hide this row
[10 empty] | γ(Δf) |  |  | ≤ |  |  | (ΔF)n | [16 empty] | ∴ |  | OK |  |  |  | Hide this row
[10 empty] | γ(Δf) |  |  | = |  |  | 상부 응력 = |  |  |  |  | 3.9575 |  |  | Mpa | [7 empty] | Ratio = |  |  | 10.5208 |  |  |  | Hide this row
[10 empty] | (ΔF)n |  |  | = |  |  | 41.6358 |  |  | Mpa | [19 empty] | Hide this row
7.4.2. 웨브의 비로요구조건 | [37 empty] | 강.설 4.3.3.2.3.3
[7 empty] | Vui |  | ≤ |  | ΦvVcr
|  | ■ | Shear along the single web (Vui) 산정
|  |  |  | Vu |  | = |  | DC1 + DC2 + DC3 + DC4 + DW + 2 * (0.75LL)
[6 empty] | = |  | 28.58 |  |  | + | 0.8 |  |  | + | 8.21 |  |  | + | 4.29 |  |  | + | 4.03 |  |  | + 2 * 0.75 * |  |  |  |  | 193.2
[6 empty] | = |  | 335.71 |  |  |  | kN
|  |  |  | Vui |  | = |  | Vu / 2 / cosΦ | [5 empty] | = |  | 335.71 |  |  |  | / 2 / cos (atan ( | [6 empty] | 0.125 |  |  | ))
[6 empty] | = |  | 169.1613 |  |  |  | kN
|  | ■ | Shear Buckling Resistance (Vcr) 산정
|  |  |  | Vcr |  | = |  | C * Vp
|  |  |  | Vp |  | = |  | 0.58FywDtw |  |  |  |  | = | 0.58 * |  |  | 355 |  |  | * | 2821.7902 |  |  | * | 12
[6 empty] | = |  | 6972.0793 |  |  | kN
|  | ■ | Ratio of shear buckling resistance ( C ) 산정
|  | Case | [14 empty] | C
|  | D/tw ≤ 1.12√(Ek/Fyw) | [14 empty] | 1 | [8 empty] | (1)
|  | 1.12√(Ek/Fyw) < D/tw ≤ 1.40√(Ek/Fyw) | [14 empty] | 1.12/(D/tw)√(Ek/Fyw) | [8 empty] | (2)
|  | D/tw > 1.40√(Ek/Fyw) | [14 empty] | 1.57(Ek/Fyw)/(D/tw)2 | [8 empty] | (3)
|  | ■ | Calculation of k - shear-buckling ccoefficient
|  | Case | [14 empty] | k
|  | Unstiffened web | [14 empty] | 5
|  | Stiffened web | [14 empty] | 5+5/(d0/D)²
|  | ■ | Classification of stiffened web and unstiffened web | [34 empty] | 강.설 4.3.3.1.9.1(3)
|  | Case | [17 empty] | Classification
|  | 수직보강재 간격 d0 ≤ 3D and 수평보강재 없음 | [17 empty] | Stiffened web
|  | 수직보강재 간격 d0 ≤ 1.5D and 수평보강재 있음 | [17 empty] | Stiffened web
|  | Otherwise | [17 empty] | unstiffened web
|  |  |  | d0 |  | = |  | 2500 |  |  | mm
|  |  |  | 3.0D |  | = |  | 8400 |  |  | mm |  |  |  |  | → |  | Stiffened web
|  |  |  | 수평보강재 |  | = |  | 있음
|  |  | → | k |  | = |  | 5 | [30 empty] | Hide this row
|  |  | → | k |  | = |  | 5 + 5 / (d0 / D)2 | [5 empty] | = | 5 + 5 / ( |  |  |  | 2500 |  |  | / | 2800 |  |  | )2
[6 empty] | = |  | 11.272
|  |  |  | D / tw |  | = |  | 2821.7902 |  |  | / | 12 | [12 empty] | = | 235.1492
|  |  |  | 1.12√(Ek/Fyw) |  | = |  | 1.12 * √ ( |  |  |  | 210000 |  |  |  | * | 11.272 |  |  | / | 355 |  |  | ) | = | 91.4564 |  |  |  |  | → |  | (3) |  | Equation 사용
|  |  |  | 1.4√(Ek/Fyw) |  | = |  | 1.40 * √ ( |  |  |  | 210000 |  |  |  | * | 11.272 |  |  | / | 355 |  |  | ) | = | 114.3205
|  |  | → | C |  | = |  | 1 | [30 empty] | Hide this row
|  |  | → | C |  | = |  | 1.12 / ( |  |  | 2821.7902 |  |  | / | 12 |  | ) √ ( |  | 210000 |  |  |  | * | 11.272 |  |  | / | 355 |  |  | ) | [7 empty] | Hide this row
[6 empty] | = |  | 0.38893 | [30 empty] | Hide this row
|  |  | → | C |  | = |  | 1.57 * ( |  |  | 210000 |  |  |  | * | 11.272 |  |  | / | 355 |  |  | ) / ( |  | 2821.7902 |  |  | / | 12 |  | )2
[6 empty] | = |  | 0.18932
|  |  | ⇒ | Vcr |  | = |  | 0.18932 |  |  | * | 6972.0793
|  |  |  | Vcr |  | = |  | 1319.9787 |  |  |  | kN
Checking shear for web
[10 empty] | Vui |  |  | ≤ |  |  | ΦvVcr | [16 empty] | ∴ |  | OK
[10 empty] | Vui |  |  | = |  |  | 169.1613 |  |  | kN | [12 empty] | Ratio = |  |  | 7.8031
[9 empty] | ΦvVcr |  |  |  | = |  |  | 1319.9787 |  |  | kN
Vu Vui
Φ